## Elandskraal
SAPS Cabling LAN PROJECT - VENDOR QUOTATION
Province | Limpopo
Site Name | Elandskraal SAPS
Site ID | 9143
Project ID | 138487
Vendor Name
Date
Milestone No | Milestone Description | Cost Per Milestone
1 | Civils Works | 0
2 | Indoor Routes | 0
3 | Fibre Installation | 0
4 | Cabling Installation, Including Electrical COC | 0
5 | Cable Rack Equipment Delivered | 0
6 | Commission of Rack Equipment | 0
7 | Dismantlement | 0
8 | Cabling Services Sign Off | 0
| Total Invoice Calculation (Excluding VAT) | 0
| VAT Calculated @ 15% | 0
| Total Invoice Calculation (Including VAT) | 0
ITEM CATEGORY | PRODUCT DESCRIPTION | UNIT OF MEASURE | QTY | PRODUCT PRICE (ZAR) & CPI | SUB-TOTAL PRICE VAT EXCL. | Milestone Sign Off | Proposed Billing location changed or Additional Info needed
PRELIMINARY AND GENERAL (a) Travel rate per km is fixed as per SARS km rate. (b) Travel distance km provides for round trip (to and from) between Collection point and Installation point
PLANNING AND DESIGN
| OUTDOOR CONTAINER |  |  |  |  | Cable Rack Equipment Delivered
Outdoor Container | Container outdoor 2.4M(L)x 2.4M(W) x 2.5M(H) as per the SAPS Cabling Standards clause 4.2.6.8 | each | 0 | 0 | 0 | Cable Rack Equipment Delivered
Outdoor Container | Container outdoor 3M(L)x 3M(W) x 2.5M(H) as per the SAPS Cabling Standards clause 4.2.6.8 | each | 0 | 0 | 0 | Cable Rack Equipment Delivered
| SAPS STANDARD CABINETS/RACK: |  |  |  |  | Cable Rack Equipment Delivered
SAPS Standard Racks | Standard Rack 47U 600 X 1000 - Complete with: Perforated and lockable Saloon type front and rear doors. Two solid half width saloon type side doors internally lockable. Fitted with Earth Bar, 2 x Light Duty Cable Tray and front mount tray. Universal Plinth with 2 x Base Blanking Plates and a Base Brush Cable Entry and 110 x Cage Nut Kits sets. | each | 0 | 0 | 0 | Cable Rack Equipment Delivered
SAPS Standard Racks | Standard Rack 43U 600 X 1000 - Complete with: Perforated and lockable Saloon type front and rear doors. Two solid half width saloon type side doors internally lockable. Fitted with Earth Bar, 2 x Light Duty Cable Tray and front mount tray. Universal Plinth with 2 x Base Blanking Plates and a Base Brush Cable Entry and 100 x Cage Nut Kits sets. | each | 0 | 0 | 0 | Cable Rack Equipment Delivered
SAPS Standard Racks | Standard Rack 25U x 600mm x 1000mm - Complete with: Perforated and lockable Saloon type front and rear doors. Two solid half width saloon type side doors internally lockable. Fitted with Earth Bar, 2 x Light Duty Cable Tray and front mount tray. Universal Plinth with 2 x Base Blanking Plates and a Base Brush Cable Entry and 80 x Cage Nut Kits sets. | each | 0 | 0 | 0 | Cable Rack Equipment Delivered
SAPS Standard Racks | Standard Rack 15U x 600 x 800 Wall Side mount - Complete with: Lockable front and rear doors. Fitted with Earth Bar, 60 x Cage Nut Kits sets, 2 x Fan Single and 4 x M6 Bolts. | each | 0 | 0 | 0 | Cable Rack Equipment Delivered
SAPS Standard Racks | Standard Rack 12U x 600 x 800 Wall Side mount - Complete with: Lockable front and rear doors. Fitted with Earth Bar, 48 x Cage Nut Kits sets, 2 x Fan Single and 4 x M6 Bolts. | each | 0 | 0 | 0 | Cable Rack Equipment Delivered
SAPS Standard Racks | Standard Rack 10U x 600 x 800 Wall Side mount - Complete with: Lockable front and rear doors. Fitted with Earth Bar, 48 x Cage Nut Kits sets, 2 x Fan Single and 4 x M6 Bolts. | each | 0 | 0 | 0 | Cable Rack Equipment Delivered
SAPS Standard Racks | Panel Brush extended 2 Rings 1U | each | 0 | 0 | 0 | Cable Rack Equipment Delivered
SAPS Standard Racks | Slack Rack 43 u 300mm x 1000mm | each | 0 | 0 | 0 | Cable Rack Equipment Delivered
SAPS Standard Racks | Slack Rack 43 u 150mm x 1000mm | each | 0 | 0 | 0 | Cable Rack Equipment Delivered
| Electrical: |  |  |  |  | Cabling Installation, Including Electrical COC
Electrical | Electrical outlet 32Amp complete to Core / Distribution Cabinet terminated into female switched 3 PIN (Hubbell) connector including 32 Amp circuit breaker (SANS code or NEMA code?) | p/point | 0 | 0 | 0 | Cabling Installation, Including Electrical COC
Electrical | Electrical outlet 16Amp complete 15U/12U Distribution Cabinet terminated into female switched 3 PIN hubble connector including 20 Amp circuit breaker | p/point | 0 | 0 | 0 | Cabling Installation, Including Electrical COC
Electrical | Electrical outlets 16a complete with Surfix cable and plug assembly, normal white, for mounting in Metal Skirting including insert, cover plate and labelling. A maximum of 100 meters of Surfix cable is allowed per 5 electrical points. | p/point | 0 | 0 | 0 | Cabling Installation, Including Electrical COC
Electrical | Electrical outlet 16a complete with Surfix cable and plug assembly, dedicated red, for mounting in Metal Skirting including insert, cover plate and labelling. A maximum of 100 meters of Surfix cable is allowed per 5 electrical points. | p/point | 0 | 0 | 0 | Cabling Installation, Including Electrical COC
Electrical | Circuit Breaker 10 Amp, 6KA | each | 0 | 0 | 0 | Cabling Installation, Including Electrical COC
Electrical | Circuit Breaker 20 Amp, 6KA | each | 0 | 0 | 0 | Cabling Installation, Including Electrical COC
Electrical | Circuit Breaker 32 Amp, 6KA | each | 0 | 0 | 0 | Cabling Installation, Including Electrical COC
Electrical | Circuit Breaker 63 Amp Double Pole , 6KA | each | 0 | 0 | 0 | Cabling Installation, Including Electrical COC
Electrical | Circuit Breaker 100 Amp 3-Phase, 6KA | each | 0 | 0 | 0 | Cabling Installation, Including Electrical COC
Electrical | Compression GLAND Size 0 PVC black – Electrical | each | 0 | 0 | 0 | Cabling Installation, Including Electrical COC
Electrical | Compression GLAND Size 1 pvc black - Electrical | each | 0 | 0 | 0 | Cabling Installation, Including Electrical COC
Electrical | Compression GLAND Size 2 pvc black – Electrical | each | 0 | 0 | 0 | Cabling Installation, Including Electrical COC
Electrical | DB Blank cover | each | 0 | 0 | 0 | Cabling Installation, Including Electrical COC
Electrical | Distribution Board, Surface Mountable, Red Color,8 Way mounted | each | 0 | 0 | 0 | Cabling Installation, Including Electrical COC
Electrical | Distribution Board, Surface Mountable, Red Color,12 Way mounted | each | 0 | 0 | 0 | Cabling Installation, Including Electrical COC
Electrical | Distribution Board, Surface Mountable, Red Color,16 Way mounted | each | 0 | 0 | 0 | Cabling Installation, Including Electrical COC
Electrical | Distribution Board, Surface Mountable, Red Color,24 Way mounted | each | 0 | 0 | 0 | Cabling Installation, Including Electrical COC
Electrical | Distribution Board, Surface Mountable, White and Red Color,8 Way mounted | each | 0 | 0 | 0 | Cabling Installation, Including Electrical COC
Electrical | Distribution Board, Surface Mountable, White and Red Color,12 Way mounted | each | 0 | 0 | 0 | Cabling Installation, Including Electrical COC
Electrical | Distribution Board, Surface Mountable, White and Red Color,16 Way mounted | each | 0 | 0 | 0 | Cabling Installation, Including Electrical COC
Electrical | Distribution Board, Surface Mountable, White and Red Color,24 Way mounted | each | 0 | 0 | 0 | Cabling Installation, Including Electrical COC
Electrical | Distribution Board, Surface Mountable, White Color,8 Way mounted | each | 0 | 0 | 0 | Cabling Installation, Including Electrical COC
Electrical | Distribution Board, Surface Mountable, White Color,12 Way mounted | each | 0 | 0 | 0 | Cabling Installation, Including Electrical COC
Electrical | Distribution Board, Surface Mountable, White Color,16 Way mounted | each | 0 | 0 | 0 | Cabling Installation, Including Electrical COC
Electrical | Distribution Board, Surface Mountable, White Color,24 Way mounted | each | 0 | 0 | 0 | Cabling Installation, Including Electrical COC
Electrical | Distribution Board Type IP65 Double Door, WxHxD - 1200(400+800)x900x200mm, 69-Way including Bus Bars, Preconfigured to accommodate 100A 3 phase 6KA Circuit Breaker | each | 0 | 0 | 0 | Cabling Installation, Including Electrical COC
Electrical | Earth Leakage 60 Amp | each | 0 | 0 | 0 | Cabling Installation, Including Electrical COC
Electrical | Earth Leakage 80 Amp | each | 0 | 0 | 0 | Cabling Installation, Including Electrical COC
Electrical | Earth Rods (1.5m) | each | 0 | 0 | 0 | Cabling Installation, Including Electrical COC
Electrical | Hubble Plug 32 Amp female switched Plug 3 PIN ( SA Standard or EU Standard or US Standard?) | each | 0 | 0 | 0 | Cabling Installation, Including Electrical COC
Electrical | Hubbell Plug 32 Amp Male Plug 3 PIN | each | 0 | 0 | 0 | Cabling Installation, Including Electrical COC
Electrical | Hubbell Plug 16 Amp female switched Plug 3 PIN | each | 0 | 0 | 0 | Cabling Installation, Including Electrical COC
Electrical | Hubbell Plug 16 Amp Male Plug 3 PIN | each | 0 | 0 | 0 | Cabling Installation, Including Electrical COC
Electrical | Isolator 60a new DB (single phase) | each | 0 | 0 | 0 | Cabling Installation, Including Electrical COC
Electrical | Isolator 80a new DB (single phase) | each | 0 | 0 | 0 | Cabling Installation, Including Electrical COC
Electrical | MCB Copper Bridge Bar in DB | each | 0 | 0 | 0 | Cabling Installation, Including Electrical COC
Electrical | Size 0 cable gland and shroud per cable termination SWA type | each | 0 | 0 | 0 | Cabling Installation, Including Electrical COC
Electrical | Size 1 cable gland and shroud per cable termination SWA type | each | 0 | 0 | 0 | Cabling Installation, Including Electrical COC
Electrical | Size 2 cable gland and shroud per cable termination SWA type | each | 0 | 0 | 0 | Cabling Installation, Including Electrical COC
Electrical | Steel Wire Armoured Cable 4 sq mm 3Core | p/m | 0 | 0 | 0 | Cabling Installation, Including Electrical COC
Electrical | Steel Wire Armoured Cable 6 sq mm 3Core | p/m | 0 | 0 | 0 | Cabling Installation, Including Electrical COC
Electrical | Steel Wire Armoured Cable 16 sq mm 3-Core | p/m | 0 | 0 | 0 | Cabling Installation, Including Electrical COC
Electrical | Steel Wire Armoured Cable 25 sq mm 4 core with 16 sq mm BCE Earth Wire | p/m | 0 | 0 | 0 | Cabling Installation, Including Electrical COC
Electrical | Wire, Electrical , Earth wire green and yellow, 2.5 sq mm | p/m | 0 | 0 | 0 | Cabling Installation, Including Electrical COC
Electrical | Wire, Electrical , Earth wire green and yellow, 4 sq mm | p/m | 0 | 0 | 0 | Cabling Installation, Including Electrical COC
Electrical | Wire, Electrical , Earth wire green and yellow, 6 sq mm | p/m | 0 | 0 | 0 | Cabling Installation, Including Electrical COC
Electrical | Wire, Electrical, Earth green and yellow, 10 sq mm | p/m | 0 | 0 | 0 | Cabling Installation, Including Electrical COC
Electrical | Wire, Electrical, Earth green and yellow, 16 sq mm | p/m | 0 | 0 | 0 | Cabling Installation, Including Electrical COC
Electrical | Cable Surfix 2.5 sq mm 2 core + Earth | p/m | 0 | 0 | 0 | Cabling Installation, Including Electrical COC
Electrical | Cable Surfix 4 sq mm 2 core + Earth | p/m | 0 | 0 | 0 | Cabling Installation, Including Electrical COC
Electrical | Cable Surfix 6 sq mm 2 core + Earth (Longer Distance) | p/m | 0 | 0 | 0 | Cabling Installation, Including Electrical COC
Electrical | Wire, Electrical ,2.5 sq mm black | p/m | 0 | 0 | 0 | Cabling Installation, Including Electrical COC
Electrical | Wire, Electrical, 4 sq mm black | p/m | 0 | 0 | 0 | Cabling Installation, Including Electrical COC
Electrical | Wire, Electrical, 6 sq mm black | p/m | 0 | 0 | 0 | Cabling Installation, Including Electrical COC
Electrical | Wire, Electrical, 10 sq mm black | p/m | 0 | 0 | 0 | Cabling Installation, Including Electrical COC
Electrical | Wire, Electrical ,2.5 mm Red p/m | p/m | 0 | 0 | 0 | Cabling Installation, Including Electrical COC
Electrical | Wire, Electrical, 4mm Red p/m | p/m | 0 | 0 | 0 | Cabling Installation, Including Electrical COC
Electrical | Wire, Electrical, 6mm Red p/m | p/m | 0 | 0 | 0 | Cabling Installation, Including Electrical COC
Electrical | Wire, Electrical, 10 mm Red p/m | p/m | 0 | 0 | 0 | Cabling Installation, Including Electrical COC
Electrical | Braided earth strap | each | 0 | 0 | 0 | Cabling Installation, Including Electrical COC
Electrical | Bare Copper Earth, 2.5 sq mm | p/m | 0 | 0 | 0 | Cabling Installation, Including Electrical COC
Electrical | Earth Impedence Test ( Outdoor Enclosure) | each | 0 | 0 | 0 | Cabling Installation, Including Electrical COC
Electrical | Warning Labels for DB | each | 0 | 0 | 0 | Cabling Installation, Including Electrical COC
Electrical | Connection between Building and Backup Electrical generator (including Switch Gear, Fail-over equipment, main eletrical feed, and Diesel generator monitoring) | each | 0 | 0 | 0 | Cabling Installation, Including Electrical COC
Services | COC - Electrical Certification - (per DB) | each | 0 | 0 | 0 | Cabling Installation, Including Electrical COC
| UPS |  |  |  |  | Cable Rack Equipment Delivered
UPS | 5KVA UPS Rackmount 0.9 output power factor, Full On Line Double Conversion true topology with pure sine-wave output, Automatic bypass and power factor correction, Hot swappable batteries, Serial interface Card, Management Shutdown Software included and extended Battery capability. With 3 Year warranty including standard batteries. | each | 0 | 0 | 0 | Cable Rack Equipment Delivered
UPS | 5KVA UPS Rackmount 0.9 output power factor, Full On Line Double Conversion true topology with pure sine-wave output, Automatic bypass and power factor correction, Hot swappable batteries, Serial interface Card, Management Shutdown Software included and extended Battery capability. With 3 Year warranty including lithium-ion batteries. | each | 0 | 0 | 0 | Cable Rack Equipment Delivered
UPS | 2KVA UPS Rackmount 0.9 output power factor, Full On Line Double Conversion true topology with pure sine-wave output, Automatic bypass and power factor correction, Hot swappable batteries, Serial interface Card, Management Shutdown Software included and extended Battery capability. With 3 Year warranty including standard batteries | each | 0 | 0 | 0 | Cable Rack Equipment Delivered
UPS | 2KVA UPS Rackmount 0.9 output power factor, Full On Line Double Conversion true topology with pure sine-wave output, Automatic bypass and power factor correction, Hot swappable batteries, Serial interface Card, Management Shutdown Software included and extended Battery capability. With 3 Year warranty including lithium-ion batteries. | each | 0 | 0 | 0 | Cable Rack Equipment Delivered
UPS | 1 KVA UPS with: Rackmount 0.9 output power factor, Full On Line Double Conversion true topology with pure sine-wave output, Automatic bypass and power factor correction, Hot swappable batteries, Serial interface Card, Management Shutdown Software included and extended Battery capability. With 3 Year warranty including Standard batteries. | each | 0 | 0 | 0 | Cable Rack Equipment Delivered
UPS | 1 KVA UPS with: Rackmount 0.9 output power factor, Full On Line Double Conversion true topology with pure sine-wave output, Automatic bypass and power factor correction, Hot swappable batteries, Serial interface Card, Management Shutdown Software included and extended Battery capability. With 3 Year warranty including lithium-ion Battery. |  | 0 | 0 | 0 | Cable Rack Equipment Delivered
UPS | Additional External Battery Pack for 5kva UPS STANDARD | each | 0 | 0 | 0 | Cable Rack Equipment Delivered
UPS | Additional External Battery Pack for 2kva UPS STANDARD | each | 0 | 0 | 0 | Cable Rack Equipment Delivered
UPS | Additional External Battery Pack for 1kva UPS STANDARD | each | 0 | 0 | 0 | Cable Rack Equipment Delivered
UPS | Additional External Battery Pack for 5kva UPS LITHIUM ION | each | 0 | 0 | 0 | Cable Rack Equipment Delivered
UPS | Additional External Battery Pack for 2kva UPS LITHIUM ION | each | 0 | 0 | 0 | Cable Rack Equipment Delivered
UPS | Additional External Battery Pack for 1kva UPS LITHIUM ION | each | 0 | 0 | 0 | Cable Rack Equipment Delivered
| AIR-CONDITIONERS |  |  |  |  | Cable Rack Equipment Delivered
Air-conditioner | Wall Mounted Midwall Split 24000BTU Cooling Air-Conditioner - 3 Year onsite warranty; including preventative maintenance to be performed every 12 months for the 3 year warranty period (pricing is inclusive of travelling and S&T) | each | 0 | 0 | 0 | Cable Rack Equipment Delivered
Air-conditioner | Wall Mounted Midwall Split 18000BTU Cooling Air-Conditioner - 3 Year onsite warranty; including preventative maintenance to be performed every 12 months for the 3 year warranty period (pricing is inclusive of travelling and S&T) | each | 0 | 0 | 0 | Cable Rack Equipment Delivered
Air-conditioner | Wall Mounted Midwall Split 12000BTU Cooling Air-Conditioner - 3 Year onsite warranty; including preventative maintenance to be performed every 12 months for the 3 year warranty period (pricing is inclusive of travelling and S&T) | each | 0 | 0 | 0 | Cable Rack Equipment Delivered
Air-conditioner | Wall Mounted Midwall Split 9000BTU Cooling Air-Conditioner - 3 Year onsite warranty; including preventative maintenance to be performed every 12 months for the 3 year warranty period (pricing is inclusive of travelling and S&T) | each | 0 | 0 | 0 | Cable Rack Equipment Delivered
Air-conditioner | Window Mount non split 9000BTU Cooling Air-Conditioner - 3 Year onsite warranty; including preventative maintenance to be performed every 12 months for the 3 year warranty period (pricing is inclusive of travelling and S&T) | each | 0 | 0 | 0 | Cable Rack Equipment Delivered
Air-conditioner | Window Mount non split 12000BTU Cooling Air-Conditioner - 3 Year onsite warranty; including preventative maintenance to be performed every 12 months for the 3 year warranty period (pricing is inclusive of travelling and S&T) | each | 0 | 0 | 0 | Cable Rack Equipment Delivered
Air-conditioner – add on | Air-Conditioner Auto Switch Over each | each | 0 | 0 | 0 | Cable Rack Equipment Delivered
Air-conditioner – add on | Non-gravity feed water pump | each | 0 | 0 | 0 | Cable Rack Equipment Delivered
Air-conditioner – add on | Flexible airconducting pipe 150mm diameter | each | 0 | 0 | 0 | Cable Rack Equipment Delivered
Air-conditioner – add on | 8 inch extractor fan for heat extraction and core 150mm core drill (if applicable) | each | 0 | 0 | 0 | Cable Rack Equipment Delivered
Air-conditioner | Downblow unit | each | 0 | 0 | 0 | Cable Rack Equipment Delivered
| Environmental Monitoring |  |  |  |  | Cable Rack Equipment Delivered
Environmental monitoring, Electrical distribution, Surge and Lighting protection | 5U Standard Lightening Protection with PDU interface (3 x C19, 8 x C13, 1 X 16A SA 3pin & 2pin plugs for ATA / Telkom NTU's) / Internal Battery Back / Network Connection (SNMP Traps) / Interface via UPS / Power override |  | 0 | 0 | 0 | Cable Rack Equipment Delivered
Environmental monitoring, Electrical distribution, Surge and Lighting protection | 2U Standard Lightening Protection with PDU interface (3 x C19, 4 x C13, 1 X 16A SA 3pin & 2pin plugs for ATA / Telkom NTU's) / Internal Battery Back / Network Connection (SNMP Traps) / Interface via UPS / Power override |  | 0 | 0 | 0 | Cable Rack Equipment Delivered
| COMMISSIONING RACK EQUIPMENT |  |  |  |  | Commission of Rack Equipment
Environmental add-on | Power cord 10 Amp 1,8 m C13 to C14 type for connecting network equipment to the PDU | each | 0 | 0 | 0 | Commission of Rack Equipment
Environmental add-on | Kettle Power cord 10 Amp 1,8 m C13 to C14 type for connecting network equipment to the PDU | each | 0 | 0 | 0 | Commission of Rack Equipment
Environmental add-on | PDU 8 X 10 and 4 X 16 Amp interfaces add on | each | 0 | 0 | 0 | Commission of Rack Equipment
Environmental add-on | PDU 12 X 16 Amp interfaces add on | each | 0 | 0 | 0 | Commission of Rack Equipment
Environmental add-on | PDU 6 X 16 Amp interfaces & 6 x 2-Pin Plug interfaces add on | each | 0 | 0 | 0 | Commission of Rack Equipment
Environmental add-on | X21 extension cable male to female 3m | each | 0 | 0 | 0 | Commission of Rack Equipment
Environmental add-on | PDU 12 X 10 Amp interfaces add on | each | 0 | 0 | 0 | Commission of Rack Equipment
Environmental add-on | PDU 4 X 16 Amp interfaces for NTU add on | each | 0 | 0 | 0 | Commission of Rack Equipment
Environmental add-on | X21 Surge protection module add on | each | 0 | 0 | 0 | Commission of Rack Equipment
Environmental add-on | PDU 6 Way 16Amp 3 x 3-pin and 3 x 2-pin adaptor | each | 0 | 0 | 0 | Commission of Rack Equipment
Outdoor Container | Earth mat for outdoor container | each | 0 | 0 | 0 | Cable Rack Equipment Delivered
Outdoor Container | Earth spike for outdoor container | each | 0 | 0 | 0 | Cable Rack Equipment Delivered
Services | Transport of applicable container (per/km) | p/km | 0 | 0 | 0 | Commission of Rack Equipment
| UTP CABLING [Installation must be SANS 11801 compliant; Including Supply, Inpect, Install, Test and Acceptance certificate, Documentation and associated certificates, e.g. OEM certificate, Travel and Warranty] |  |  |  |  | Cabling Installation, Including Electrical COC
Data Reticulation | Complete UTP Cat 6 Data Point flush mount, labelling & testing. | each /Per meter? | 0 | 0 | 0 | Cabling Installation, Including Electrical COC
Data Reticulation | Complete UTP Cat 5e Data Point flush mount, labelling & testing. | each /Per meter? | 0 | 0 | 0 | Cabling Installation, Including Electrical COC
Data Reticulation | Panel Patch Cat 6 UTP 24 Port 1U RJ45 | each | 0 | 0 | 0
Data Reticulation | Panel Patch Cat 5e UTP 24 Port 1U RJ45 | each | 0 | 0 | 0 | Cabling Installation, Including Electrical COC
Data Reticulation | Panel Blank 1U | each | 0 | 0 | 0 | Cabling Installation, Including Electrical COC
Data Reticulation | UTP Cat6 Patch lead 20cm | each | 0 | 0 | 0 | Cabling Installation, Including Electrical COC
Data Reticulation | UTP Cat5e Patch lead 20cm | each | 0 | 0 | 0 | Cabling Installation, Including Electrical COC
Data Reticulation | UTP Cat6 Patch lead 1m | each | 0 | 0 | 0 | Cabling Installation, Including Electrical COC
Data Reticulation | UTP Cat5e Patch lead 1m | each | 0 | 0 | 0 | Cabling Installation, Including Electrical COC
Data Reticulation | UTP Cat6 Fly lead 3m | each | 0 | 0 | 0 | Cabling Installation, Including Electrical COC
Data Reticulation | UTP Cat5e Fly lead 3m | each | 0 | 0 | 0 | Cabling Installation, Including Electrical COC
Data Reticulation | UTP Cat6 Fly lead 5m | each | 0 | 0 | 0 | Cabling Installation, Including Electrical COC
Data Reticulation | UTP Cat5e Fly lead 5m | each | 0 | 0 | 0 | Cabling Installation, Including Electrical COC
Data Reticulation | UTP Cat6 Fly lead 10m | each | 0 | 0 | 0 | Cabling Installation, Including Electrical COC
Data Reticulation | UTP Cat5e Fly lead 10m | each | 0 | 0 | 0 | Cabling Installation, Including Electrical COC
| FIBRE OPTIC CABLING [Installation must be SANS 11801 comlpliant and include supply, install, test, documentation and certification; also travel and other services |  |  |  |  | Fibre Installation
Fibre | Multimode OM3 1m LC unjacketed pigtail | p/m | 0 | 0 | 0 | Fibre Installation
Fibre | Multimode OM4 1m LC unjacketed pigtail | p/m | 0 | 0 | 0 | Fibre Installation
Fibre | Multimode Aerial fibre | p/m | 0 | 0 | 0 | Fibre Installation
Fibre | Heavy Duty Duct CST (50/125) OM3 Loose Tube / 13.7mm / PE Sheath 4 Fibre | p/m | 0 | 0 | 0 | Fibre Installation
Fibre | HDD Corrugated Steel Tape Armoured (CST) (10/125) Loose Tube / 16.9mm / PE Sheath 8 Fibre | p/m | 0 | 0 | 0 | Fibre Installation
Fibre | Heavy Duty Duct (10/125) Loose Tube / 9.7mm / PE Sheath 4 Fibre | p/m | 0 | 0 | 0 | Fibre Installation
Fibre | Heavy Duty Duct (50/125) OM3 Loose Tube / 9.7mm / PE Sheath 4 Fibre | p/m | 0 | 0 | 0 | Fibre Installation
Fibre | Heavy Duty Duct (50/125) OM3 Loose Tube / 9.7mm / PE Sheath 8 Fibre | p/m | 0 | 0 | 0 | Fibre Installation
Fibre | Heavy Duty Duct (50/125) OM3 Loose Tube /9.7mm / PE Sheath 12 Fibre | p/m | 0 | 0 | 0 | Fibre Installation
Fibre | Short Span Aerial (SSA) (10/125) Loose Tube / 9.4mm / PE Sheath Non-Metallic Self-Supporting (80m Spans) 4 Fibre | p/m | 0 | 0 | 0 | Fibre Installation
Fibre | Short Span Aerial (SSA) (50/125) OM3 Loose Tube / 9.4mm / PE Sheath Non-Metallic Self-Supporting (80m Spans) 4 Fibre | p/m | 0 | 0 | 0 | Fibre Installation
Fibre | Splicing and Splice Protectors 45mm – Clear | Per splice | 0 | 0 | 0 | Fibre Installation
Fibre | Splicing and Splice Protectors 60mm – Clear | Per splice | 0 | 0 | 0 | Fibre Installation
Fibre | Fibre OTDR Testing and labelling | p/core | 0 | 0 | 0 | Fibre Installation
Fibre | Clamp Suspension Fg8 Cable - Catenary Wire | each | 0 | 0 | 0 | Fibre Installation
Fibre | Compression Gland Size 0 pvc black – Fibre | each | 0 | 0 | 0 | Fibre Installation
Fibre | Compression Gland Size 1 pvc black - Fibre | each | 0 | 0 | 0 | Fibre Installation
Fibre | Dead End Clamp Fig 8 Cable - Catenary Wire | each | 0 | 0 | 0 | Fibre Installation
Fibre | THIMBLE DEAD ENDS 9.4mm | each | 0 | 0 | 0 | Fibre Installation
Fibre | THIMBLE DEAD ENDS 7.7mm | each | 0 | 0 | 0 | Fibre Installation
Fibre | S-Hook Single | each | 0 | 0 | 0 | Fibre Installation
Fibre | S-Hook Double | each | 0 | 0 | 0 | Fibre Installation
Fibre | Coastal TANGENT SUPPORT 7.7mm | each | 0 | 0 | 0 | Fibre Installation
Fibre | Coastal TANGENT SUPPORT 9.4mm | each | 0 | 0 | 0 | Fibre Installation
Fibre | Inland TANGENT SUPPORT 7.7mm | each | 0 | 0 | 0 | Fibre Installation
Fibre | Inland TANGENT SUPPORT 9.4mm | each | 0 | 0 | 0 | Fibre Installation
Fibre | Fibre patch cord duplex multimode OM3 1m SC-LC | each | 0 | 0 | 0 | Fibre Installation
Fibre | Fibre patch cord duplex multimode OM3 3m SC-LC | each | 0 | 0 | 0 | Fibre Installation
Fibre | Fibre patch cord duplex multimode OM3 1m ST-LC | each | 0 | 0 | 0 | Fibre Installation
Fibre | Fibre patch cord duplex multimode OM3 3m ST-LC | each | 0 | 0 | 0 | Fibre Installation
Fibre | Fibre patch cord duplex multimode OM3 1m LC-LC | each | 0 | 0 | 0 | Fibre Installation
Fibre | Fibre patch cord duplex multimode OM3 3m LC-LC | each | 0 | 0 | 0 | Fibre Installation
Fibre | Fibre patch cord duplex multimode OM3 1m SC-SC | each | 0 | 0 | 0 | Fibre Installation
Fibre | Fibre patch cord duplex multimode OM3 3m SC-SC | each | 0 | 0 | 0 | Fibre Installation
Fibre | Fibre patch cord duplex single mode 1m ST-LC | each | 0 | 0 | 0 | Fibre Installation
Fibre | Fibre patch cord duplex single mode 3m ST-LC | each | 0 | 0 | 0 | Fibre Installation
Fibre | Fibre patch cord duplex single mode 1m SC-ST | each | 0 | 0 | 0 | Fibre Installation
Fibre | Fibre patch cord duplex single mode 3m SC-ST | each | 0 | 0 | 0 | Fibre Installation
Fibre | Fibre patch cord duplex single mode 1m SC-LC | each | 0 | 0 | 0 | Fibre Installation
Fibre | Fibre patch cord duplex single mode 3m SC-LC | each | 0 | 0 | 0 | Fibre Installation
Fibre | Fibre patch cord duplex multimode 1m ST-ST | each | 0 | 0 | 0 | Fibre Installation
Fibre | Panel Fiber patch SC 24 way | each | 0 | 0 | 0 | Fibre Installation
Fibre | Heat shrink Fibre 6.4mm clear | each | 0 | 0 | 0 | Fibre Installation
Fibre | Multimode SC Midcoupler Duplex | each | 0 | 0 | 0 | Fibre Installation
Fibre | Multimode ST Midcoupler | each | 0 | 0 | 0 | Fibre Installation
Fibre | Multimode LC Midcoupler | each | 0 | 0 | 0 | Fibre Installation
Fibre | Single mode SC Midcoupler Duplex | each | 0 | 0 | 0 | Fibre Installation
Fibre | Single mode ST Midcoupler | each | 0 | 0 | 0 | Fibre Installation
Fibre | Single mode LC Midcoupler | each | 0 | 0 | 0 | Fibre Installation
Fibre | Multimode OM3 1m ST Unjacketed Pigtail | each | 0 | 0 | 0 | Fibre Installation
Fibre | Multimode OM3 1m SC Unjacketed Pigtail | each | 0 | 0 | 0 | Fibre Installation
Fibre | Single mode 1m LC Unjacketed Pigtail | each | 0 | 0 | 0 | Fibre Installation
Fibre | Single mode 1m ST Unjacketed Pigtail | each | 0 | 0 | 0 | Fibre Installation
Fibre | Bandid Strap for Cables 12.7 mm for 30 meters for Aerial Fiber | each | 0 | 0 | 0 | Fibre Installation
Fibre | DOME 4 WAY JOINT | each | 0 | 0 | 0 | Fibre Installation
Fibre | DOME 3 WAY JOINT | each | 0 | 0 | 0 | Fibre Installation
Fibre | DOME 2 WAY JOINT | each | 0 | 0 | 0 | Fibre Installation
Fibre | Splice Tray front plate and box, entry gland, splice cassette, blanks back and front | each | 0 | 0 | 0 | Fibre Installation
Fibre | TERMINATION BOX - J2 | each | 0 | 0 | 0 | Fibre Installation
| Cable ROUTING including Ducts, Trunks, Trays, Poles and fixture material and labour |  |  |  |  | Indoor Routes
Infrastructure | Bosal 50 mm pipe slow bends | each | 0 | 0 | 0 | Indoor Routes
Infrastructure | Bosal Pipe 25mm slow bends | each | 0 | 0 | 0 | Indoor Routes
Infrastructure | Bosal Pipe 50mm (Incl. Hospital Saddles, coupling and 1 anchors) | p/m | 0 | 0 | 0 | Indoor Routes
Infrastructure | Bosal pipe 32 mm slow bends | each | 0 | 0 | 0 | Indoor Routes
Infrastructure | Bosal Pipe 32mm (Incl. Hospital Saddles, coupling and 1 anchor) | p/m | 0 | 0 | 0 | Indoor Routes
Infrastructure | Bosal Pipe 25mm (Incl. Hospital Saddles, coupling and 1 anchor) | p/m | 0 | 0 | 0 | Indoor Routes
Infrastructure | Core drilling 200mm /per hole | p/hole | 0 | 0 | 0 | Indoor Routes
Infrastructure | Core drilling 150mm /per hole (Extractor Fan Only) | p/hole | 0 | 0 | 0 | Indoor Routes
Infrastructure | Core drilling 110mm /per hole | p/hole | 0 | 0 | 0 | Indoor Routes
Infrastructure | Core drilling 50mm / per hole | p/hole | 0 | 0 | 0 | Indoor Routes
Infrastructure | Core drilling 25mm / per hole | p/hole | 0 | 0 | 0 | Indoor Routes
Infrastructure | EGA Trunking 25 x 16 | p/m | 0 | 0 | 0 | Indoor Routes
Infrastructure | 1 Compartment Metal Power Skirting X2.438m Straight C/W 2 Cover & Splices, anchors and washers | each | 0 | 0 | 0 | Indoor Routes
Infrastructure | Metal Power Skirting 1 Compartment Horizontal Tee Piece | each | 0 | 0 | 0 | Indoor Routes
Infrastructure | Metal Power Skirting 1 Compartment End Cap | each | 0 | 0 | 0 | Indoor Routes
Infrastructure | Metal Power Skirting 1 Compartment Verical tee Piece (Flat) | each | 0 | 0 | 0 | Indoor Routes
Infrastructure | Metal Power Skirting 1 Compartment 45 Horizontal Elbow | each | 0 | 0 | 0 | Indoor Routes
Infrastructure | Metal Power Skirting 1 Compartment 90 Vertical Elbow (Flat) | each | 0 | 0 | 0 | Indoor Routes
Infrastructure | Metal Power Skirting 1 Compartment 90 Horizontal Elbow | each | 0 | 0 | 0 | Indoor Routes
Infrastructure | 2 Compartment Metal Power Skirting X2.438m Straight Channel Wire 1 Cover & Splices, anchors and washers | each | 0 | 0 | 0 | Indoor Routes
Infrastructure | 2 Compartment Metal Power Skirting 45' Horizontal Elbow | each | 0 | 0 | 0 | Indoor Routes
Infrastructure | 2 Compartment Metal Power Skirting 90' Horizontal Elbow | each | 0 | 0 | 0 | Indoor Routes
Infrastructure | 2 Compartment Metal Power Skirting 90' Vertical Elbow | each | 0 | 0 | 0 | Indoor Routes
Infrastructure | 2 Compartment Metal Power Skirting Divider Only PG | each | 0 | 0 | 0 | Indoor Routes
Infrastructure | 2 Compartment Metal Power Skirting End Cap | each | 0 | 0 | 0 | Indoor Routes
Infrastructure | 2 Compartment Metal Power Skirting Horizontal Tee Piece | each | 0 | 0 | 0 | Indoor Routes
Infrastructure | 2 Compartment Metal Power Skirting Vertical tee Piece | each | 0 | 0 | 0 | Indoor Routes
Infrastructure | Metal Power Skirting 3 Compartment X2.438m Straight C/W 3 Cover & Splices, anchors and washers | each | 0 | 0 | 0 | Indoor Routes
Infrastructure | Metal Power Skirting 3 Compartment 45 Horizontal Elbow | each | 0 | 0 | 0 | Indoor Routes
Infrastructure | Metal Power Skirting 3 Compartment Horizontal Tee Piece | each | 0 | 0 | 0 | Indoor Routes
Infrastructure | Metal Power Skirting 3 Compartment End Cap | each | 0 | 0 | 0 | Indoor Routes
Infrastructure | Metal Power Skirting 3 Compartment Vertical tee Piece | each | 0 | 0 | 0 | Indoor Routes
Infrastructure | Metal Power Skirting 3 Compartment Divider Only PG | each | 0 | 0 | 0 | Indoor Routes
Infrastructure | Metal Power Skirting 3 Compartment 90 Horizontal Elbow | each | 0 | 0 | 0 | Indoor Routes
Infrastructure | Metal Power Skirting 3 Compartment 90 Vertical Elbow | each | 0 | 0 | 0 | Indoor Routes
Infrastructure | Metal Power Skirting 4 Compartment X2.438m Straight C/W 4 Cover & Splices, anchors and washers | each | 0 | 0 | 0 | Indoor Routes
Infrastructure | Metal Power Skirting 4 Compartment 45 Horizontal Elbow | each | 0 | 0 | 0 | Indoor Routes
Infrastructure | Metal Power Skirting 4 Compartment Divider Only PG | each | 0 | 0 | 0 | Indoor Routes
Infrastructure | Metal Power Skirting 4 Compartment 90 Vertical Elbow | each | 0 | 0 | 0 | Indoor Routes
Infrastructure | Metal Power Skirting 4 Compartment 90 Horizontal Elbow | each | 0 | 0 | 0 | Indoor Routes
Infrastructure | Metal Power Skirting 4 Compartment End Cap | each | 0 | 0 | 0 | Indoor Routes
Infrastructure | Metal Power Skirting 4 Compartment Horizontal Tee Piece | each | 0 | 0 | 0 | Indoor Routes
Infrastructure | Metal Power Skirting 4 Compartment Verical tee Piece | each | 0 | 0 | 0 | Indoor Routes
Infrastructure | Power Pole length all including Core, Cover, Ceiling Flange, Floor location Pad & Jack Assembly 3.5m including pilot hole | each | 0 | 0 | 0 | Indoor Routes
Infrastructure | Power Pole length all including Core, Cover, Ceiling Flange, Floor location Pad & Jack Assembly 4m including hole | each | 0 | 0 | 0 | Indoor Routes
Infrastructure | Power Pole 16A SO; Accessory, Box & Cover kit | each | 0 | 0 | 0 | Indoor Routes
Infrastructure | Power Pole 16A SSO, DED, Accessory, Box & Cover kit | each | 0 | 0 | 0 | Indoor Routes
Infrastructure | Power Pole RJ45 / Data, Accessory, Box & Cover kit | each | 0 | 0 | 0 | Indoor Routes
Infrastructure | Punch Plate Dual including 50X50 collar and 25X50 blank | each | 0 | 0 | 0 | Indoor Routes
Infrastructure | Suspended Wire Mesh Cable Trays 3m Straight 75mm Splice Clamp Set including drop in anchor threaded rod washers hex nuts and clip on support - 10mm | each | 0 | 0 | 0 | Indoor Routes
Infrastructure | Suspended Wire Mesh Cable Trays 3m Straight 75mm Splice Clamp Set including drop in anchor threaded rod washers hex nuts and clip on support - 8mm | each | 0 | 0 | 0 | Indoor Routes
Infrastructure | Wire Mesh Cable Trays INT/EXT BEND 75mm SPLICE CLAMP SET | each | 0 | 0 | 0 | Indoor Routes
Infrastructure | Wire Mesh Cable Trays HQR BEND 75mm SPLICE CLAMP SET | each | 0 | 0 | 0 | Indoor Routes
Infrastructure | Wire mesh 4WAY cross 75MM | each | 0 | 0 | 0 | Indoor Routes
Infrastructure | Suspended Wire Mesh Cable Trays 3m Straight 300mm Splice Clamp Set including drop in anchor threaded rod washers hex nuts and clip on support - 8mm | each | 0 | 0 | 0 | Indoor Routes
Infrastructure | Suspended Wire Mesh Cable Trays 3m Straight 300mm Splice Clamp Set including drop in anchor threaded rod washers hex nuts and clip on support - 10mm | each | 0 | 0 | 0 | Indoor Routes
Infrastructure | Suspended Wire Mesh Cable Trays 3m Straight 150mm Splice Clamp Set including drop in anchor threaded rod washers hex nuts an+A270:B272d clip on support - 8mm | each | 0 | 0 | 0 | Indoor Routes
Infrastructure | Suspended Wire Mesh Cable Trays 3m Straight 150mm Splice Clamp Set including drop in anchor threaded rod washers hex nuts and clip on support - 10mm | each | 0 | 0 | 0 | Indoor Routes
Infrastructure | Suspended Wire Mesh Cable Trays 3m Straight 200mm Splice Clamp Set including drop in anchor threaded rod washers hex nuts and clip on support - 8mm | each | 0 | 0 | 0 | Indoor Routes
Infrastructure | Suspended Wire Mesh Cable Trays 3m Straight 150mm Splice Clamp Set including drop in anchor threaded rod washers hex nuts and clip on support - 10mm | each | 0 | 0 | 0 | Indoor Routes
Infrastructure | Suspended Wire Mesh Cable Trays 3m Straight 150mm Splice Clamp Set including drop in anchor threaded rod washers hex nuts and clip on support - 8mm | each | 0 | 0 | 0 | Indoor Routes
Infrastructure | Wire Mesh Cable Trays INT/EXT BEND 150mm SPLICE CLAMP SET | each | 0 | 0 | 0 | Indoor Routes
Infrastructure | Wire Mesh Cable Trays HQR BEND 150mm SPLICE CLAMP SET | each | 0 | 0 | 0 | Indoor Routes
Infrastructure | Wire mesh 4WAY cross 150MM | each | 0 | 0 | 0 | Indoor Routes
Infrastructure | Suspended Wire Mesh Cable Trays 3m Straight 200 Splice Clamp Set including drop in anchor threaded rod washers hex nuts and clip on support - 10mm | each | 0 | 0 | 0 | Indoor Routes
Infrastructure | Suspended Wire Mesh Cable Trays 3m Straight 200 Splice Clamp Set including drop in anchor threaded rod washers hex nuts and clip on support - 8mm | each | 0 | 0 | 0 | Indoor Routes
Infrastructure | Wire Mesh Cable Trays INT/EXT BEND 200mm SPLICE CLAMP SET | each | 0 | 0 | 0 | Indoor Routes
Infrastructure | Wire Mesh Cable Trays HQR BEND 200mm SPLICE CLAMP SET | each | 0 | 0 | 0 | Indoor Routes
Infrastructure | Wire mesh 4WAY cross 200MM | each | 0 | 0 | 0 | Indoor Routes
Infrastructure | Suspended Wire Mesh Cable Trays 3m Straight 300 Splice Clamp Set including drop in anchor threaded rod washers hex nuts and clip on support - 10mm | each | 0 | 0 | 0 | Indoor Routes
Infrastructure | Wire Mesh Cable Trays INT/EXT BEND 300mm SPLICE CLAMP SET | each | 0 | 0 | 0 | Indoor Routes
Infrastructure | Wire Mesh Cable Trays HQR BEND 300mm SPLICE CLAMP SET | each | 0 | 0 | 0 | Indoor Routes
Infrastructure | Wire mesh 4WAY cross 300MM | each | 0 | 0 | 0 | Indoor Routes
Infrastructure | Rippel Draw Box Large | each | 0 | 0 | 0 | Indoor Routes
Infrastructure | Rippel Draw Box Small | each | 0 | 0 | 0 | Indoor Routes
Infrastructure | CABLE LADDER 300 X 1.6 X 3 | each | 0 | 0 | 0 | Indoor Routes
Infrastructure | CABLE LADDER 400 X 1.6 X 5.8 | each | 0 | 0 | 0 | Indoor Routes
Infrastructure | Termination Box 201D | each | 0 | 0 | 0 | Indoor Routes
Infrastructure | Extensionbox 150mm X 200mm with 2 X 50mm male adaptors, anchors and cover | each | 0 | 0 | 0 | Indoor Routes
Infrastructure | Extensionbox 4x4 Metal with 2 X 32mm male adaptors, anchors and cover | each | 0 | 0 | 0 | Indoor Routes
| CIVIL WORKS |  |  |  |  | Civil Works
Civil works | Bedding - River sand when existing bedding cannot be utilized | p/cm | 0 | 0 | 0 | Civil Works
Civil works | Break into existing manhole | each | 0 | 0 | 0 | Civil Works
Civil works | Building Entry Double Pipe | each | 0 | 0 | 0 | Civil Works
Civil works | Building Entry Sarel box | each | 0 | 0 | 0 | Civil Works
Civil works | Building Entry Single Pipe | each | 0 | 0 | 0 | Civil Works
Civil works | 50mm PVC conduit | p/m | 0 | 0 | 0 | Civil Works
Civil works | Construct concrete Plinth for outdoor container - To fit size of outdoor container 6m (deep) x 3m (w) x 2,5 (h) protruding 100mm above the ground level for outdoor container, according to building regulations | each | 0 | 0 | 0 | Civil Works
Civil works | Construct concrete Plinth for outdoor container - To fit size of outdoor container 3m (deep) x 3m (w) x 2,5 (h) protruding 100mm above the ground level for outdoor container, according to building regulations | each | 0 | 0 | 0 | Civil Works
Civil works | Construct concrete Plinth for outdoor container - To fit size of outdoor container 3m (deep) x 2.4m (w) x 2,5 (h) protruding 100mm obove the ground level for outdoor container, according to building regulations | each | 0 | 0 | 0 | Civil Works
Civil works | Flexi Pipe 110mm including 7mm nylon draw rope | p/m | 0 | 0 | 0 | Civil Works
Civil works | Heavy Duty Round moulded Man-Hole 1200mm X 1200mm Construction & Building Material with Frame and lid including T-labelling ( Dolomites sites ) | each | 0 | 0 | 0 | Civil Works
Civil works | 110 mm Moulded sleeves with 7mm nylon draw rope | each | 0 | 0 | 0 | Civil Works
Civil works | Heavy Duty Round Man-Hole 1200mm X 1200mm Construction & Building Material with Frame and lid including T-labelling | each | 0 | 0 | 0 | Civil Works
Civil works | Heavy Duty square Moulded Man-Hole 800mm X 800mm Construction & Building Material with round frame and lid including T-labelling sealing ( Dolomites sites ) | each | 0 | 0 | 0 | Civil Works
Civil works | 110 mm Moulded sleeves with 7mm nylon draw rope | each | 0 | 0 | 0 | Civil Works
Civil works | Heavy Duty square Man-Hole 800mm X 800mm Construction & Building Material with round frame and lid including T-labelling sealing | each | 0 | 0 | 0 | Civil Works
Civil works | Imported backfill when trenching in rock ground p/cubic metre | p/cm | 0 | 0 | 0 | Civil Works
Civil works | Medium Duty Man-Hole 450mm X 600mm X 68kg Construction & Building Material with frame and lid including T-labelling | each | 0 | 0 | 0 | Civil Works
Civil works | Pole Treated Wooden 10m | each | 0 | 0 | 0 | Civil Works
Civil works | Pole Treated Wooden 6m | each | 0 | 0 | 0 | Civil Works
Civil works | 6m Steel Pipe '114mm x 4mm Installed ( Including 2m Deep Hole en 90 kg Ready mix and transport to site) | each | 0 | 0 | 0 | Civil Works
Civil works | Reinforcing for casting of manhole 800mm x 800mm for heavy vehicle movement | each | 0 | 0 | 0 | Civil Works
Civil works | Reinstatement of Surfaces: Cement p/running metre | p/rm | 0 | 0 | 0 | Civil Works
Civil works | Reinstatement of Surfaces: Gravel or paving or grass p/running metre | p/rm | 0 | 0 | 0 | Civil Works
Civil works | Removal of surfaces road, tar & cement - Cutting | p/rm | 0 | 0 | 0 | Civil Works
Civil works | S Cantilever Brackets Single Standard 850 X 300 | each | 0 | 0 | 0 | Civil Works
Civil works | Cantilever 300mm | each | 0 | 0 | 0 | Civil Works
Civil works | Site Establishment - Site Storage and site office | each | 0 | 0 | 0 | Civil Works
Civil works | Trenching Hard Rock 800(d) X 300(w) p/m including bedding, backfill, padding and compacting including warning and danger tape | p/m | 0 | 0 | 0 | Civil Works
Civil works | Trenching Hard Rock 850 X 450 X p/m including bedding, backfill and compacting including warning and danger tape | p/m | 0 | 0 | 0 | Civil Works
Civil works | Trenching Soft Gravel 850 X 300 X p/m including bedding, backfill and compacting including warning and danger tape | p/m | 0 | 0 | 0 | Civil Works
Civil works | Trenching Soft Gravel 850 X 450 X p/m including bedding, backfill and compacting including warning and danger tape | p/m | 0 | 0 | 0 | Civil Works
Civil works | Trenching Soft Rock 850 X 300 X p/m including bedding, backfill and compacting including warning and danger tape | p/m | 0 | 0 | 0 | Civil Works
Civil works | Trenching Soft Rock 850 X 450 X p/m including bedding, backfill and compacting including warning and danger tape | p/m | 0 | 0 | 0 | Civil Works
Civil works | Door and frame for dry walling with security 2 level lock | each | 0 | 0 | 0 | Civil Works
Civil works | Double Brick Wall Plastered and painted | p/m | 0 | 0 | 0 | Civil Works
Civil works | Dry walling supply and installation painted complete pm2 | p/m2 | 0 | 0 | 0 | Civil Works
Civil works | Flourescent fitting 1.5m double including 2X1,5m Flourescent light, including switch and reticulation | each | 0 | 0 | 0 | Civil Works
Civil works | LED fitting 1.5m double including 2X1,5m LED light, including switch and reticulation | each | 0 | 0 | 0 | Civil Works
Civil works | Anti-Static Floor Tiles | each | 0 | 0 | 0 | Civil Works
Civil works | HDPE Bends 45 / 90 Degree 110mm - Dolomite sites | p/m | 0 | 0 | 0 | Civil Works
Civil works | Stay Guard | each | 0 | 0 | 0 | Civil Works
Civil works | Suspended Ceiling | p/m2 | 0 | 0 | 0 | Civil Works
Civil works | Stays Plate rod and wire | each | 0 | 0 | 0 | Civil Works
Civil works | Butt Welding E Dolomite sites | each | 0 | 0 | 0 | Civil Works
Civil works | SLOTTED SUB SOIL DRAINAGE PIPE 110MM | p/m | 0 | 0 | 0 | Civil Works
Civil works | Single Brick Wall Plastered and painted | p/m2 | 0 | 0 | 0 | Civil Works
| CABLING SERVICES |  |  |  |  | Cabling Services Sign Off
Services | Project co-ordinator PMI CAPM Certified and \ or PRINCE2 Foundation Certified to draft plans, track progress, produce status reports and upload Project Deliverables onto NWChange | p/hour | 0 | 0 | 0 | Cabling Services Sign Off
Services | Visio drawing - Schematic Layout of site - labour (per/hour) | p/hour | 0 | 0 | 0 | Cabling Installation, Including Electrical COC
Services | 'Accomodation - S&T - for cabling Installation (maximum amount R 700.00) | p/night | 0 | 700 | 0 | Cabling Installation, Including Electrical COC
Services | Travel to site for cabling Installation (fees charged as per SLA Terms & conditions) | p/km | 0 | 0 | 0 | Cabling Installation, Including Electrical COC
Services | Clean-up site (Removal of Debris from site) | p/hour | 0 | 0 | 0 | Cabling Installation, Including Electrical COC
| DISMANTLEMENT |  |  |  |  | Dismantlement
Services | Dismantling and recovery of old infrastructure | p/hour | 0 | 0 | 0 | Dismantlement
Services | Travel to site - Dismantling and Recovery of old cabling infrastructure and final site sign-off (fees charged as per SLA Terms & conditions) | p/km | 0 | 0 | 0 | Dismantlement
Services | Accomodation - S&T - Dismantling and Recovery of old cabling infrastructure and final site sign-off (fees charged as per SLA Terms & conditions maximum amount R754.40) | p/night | 0 | 0 | 0 | Dismantlement
Note on B164: Erhard Benade: Is this fly and patch leads for additional Fly and Patch leads because the price per NW point includes fly and patch leads

## Sebayeng
SAPS Cabling LAN PROJECT - VENDOR QUOTATION
Province | Limpopo
Site Name | Sebayeng SAPS
Site ID | 9672
Project ID | 138490
Vendor Name
Date
Milestone No | Milestone Description | Cost Per Milestone
1 | Civils Works | 0
2 | Indoor Routes | 0
3 | Fibre Installation | 0
4 | Cabling Installation, Including Electrical COC | 0
5 | Cable Rack Equipment Delivered | 0
6 | Commission of Rack Equipment | 0
7 | Dismantlement | 0
8 | Cabling Services Sign Off | 0
| Total Invoice Calculation (Excluding VAT) | 0
| VAT Calculated @ 15% | 0
| Total Invoice Calculation (Including VAT) | 0
ITEM CATEGORY | PRODUCT DESCRIPTION | UNIT OF MEASURE | QTY | PRODUCT PRICE (ZAR) & CPI | SUB-TOTAL PRICE VAT EXCL. | Milestone Sign Off | Proposed Billing location changed or Additional Info needed
PRELIMINARY AND GENERAL (a) Travel rate per km is fixed as per SARS km rate. (b) Travel distance km provides for round trip (to and from) between Collection point and Installation point
PLANNING AND DESIGN
| OUTDOOR CONTAINER |  |  |  |  | Cable Rack Equipment Delivered
Outdoor Container | Container outdoor 2.4M(L)x 2.4M(W) x 2.5M(H) as per the SAPS Cabling Standards clause 4.2.6.8 | each | 0 | 0 | 0 | Cable Rack Equipment Delivered
Outdoor Container | Container outdoor 3M(L)x 3M(W) x 2.5M(H) as per the SAPS Cabling Standards clause 4.2.6.8 | each | 0 | 0 | 0 | Cable Rack Equipment Delivered
| SAPS STANDARD CABINETS/RACK: |  |  |  |  | Cable Rack Equipment Delivered
SAPS Standard Racks | Standard Rack 47U 600 X 1000 - Complete with: Perforated and lockable Saloon type front and rear doors. Two solid half width saloon type side doors internally lockable. Fitted with Earth Bar, 2 x Light Duty Cable Tray and front mount tray. Universal Plinth with 2 x Base Blanking Plates and a Base Brush Cable Entry and 110 x Cage Nut Kits sets. | each | 0 | 0 | 0 | Cable Rack Equipment Delivered
SAPS Standard Racks | Standard Rack 43U 600 X 1000 - Complete with: Perforated and lockable Saloon type front and rear doors. Two solid half width saloon type side doors internally lockable. Fitted with Earth Bar, 2 x Light Duty Cable Tray and front mount tray. Universal Plinth with 2 x Base Blanking Plates and a Base Brush Cable Entry and 100 x Cage Nut Kits sets. | each | 0 | 0 | 0 | Cable Rack Equipment Delivered
SAPS Standard Racks | Standard Rack 25U x 600mm x 1000mm - Complete with: Perforated and lockable Saloon type front and rear doors. Two solid half width saloon type side doors internally lockable. Fitted with Earth Bar, 2 x Light Duty Cable Tray and front mount tray. Universal Plinth with 2 x Base Blanking Plates and a Base Brush Cable Entry and 80 x Cage Nut Kits sets. | each | 0 | 0 | 0 | Cable Rack Equipment Delivered
SAPS Standard Racks | Standard Rack 15U x 600 x 800 Wall Side mount - Complete with: Lockable front and rear doors. Fitted with Earth Bar, 60 x Cage Nut Kits sets, 2 x Fan Single and 4 x M6 Bolts. | each | 0 | 0 | 0 | Cable Rack Equipment Delivered
SAPS Standard Racks | Standard Rack 12U x 600 x 800 Wall Side mount - Complete with: Lockable front and rear doors. Fitted with Earth Bar, 48 x Cage Nut Kits sets, 2 x Fan Single and 4 x M6 Bolts. | each | 0 | 0 | 0 | Cable Rack Equipment Delivered
SAPS Standard Racks | Standard Rack 10U x 600 x 800 Wall Side mount - Complete with: Lockable front and rear doors. Fitted with Earth Bar, 48 x Cage Nut Kits sets, 2 x Fan Single and 4 x M6 Bolts. | each | 0 | 0 | 0 | Cable Rack Equipment Delivered
SAPS Standard Racks | Panel Brush extended 2 Rings 1U | each | 0 | 0 | 0 | Cable Rack Equipment Delivered
SAPS Standard Racks | Slack Rack 43 u 300mm x 1000mm | each | 0 | 0 | 0 | Cable Rack Equipment Delivered
SAPS Standard Racks | Slack Rack 43 u 150mm x 1000mm | each | 0 | 0 | 0 | Cable Rack Equipment Delivered
| Electrical: |  |  |  |  | Cabling Installation, Including Electrical COC
Electrical | Electrical outlet 32Amp complete to Core / Distribution Cabinet terminated into female switched 3 PIN (Hubbell) connector including 32 Amp circuit breaker (SANS code or NEMA code?) | p/point | 0 | 0 | 0 | Cabling Installation, Including Electrical COC
Electrical | Electrical outlet 16Amp complete 15U/12U Distribution Cabinet terminated into female switched 3 PIN hubble connector including 20 Amp circuit breaker | p/point | 0 | 0 | 0 | Cabling Installation, Including Electrical COC
Electrical | Electrical outlets 16a complete with Surfix cable and plug assembly, normal white, for mounting in Metal Skirting including insert, cover plate and labelling. A maximum of 100 meters of Surfix cable is allowed per 5 electrical points. | p/point | 0 | 0 | 0 | Cabling Installation, Including Electrical COC
Electrical | Electrical outlet 16a complete with Surfix cable and plug assembly, dedicated red, for mounting in Metal Skirting including insert, cover plate and labelling. A maximum of 100 meters of Surfix cable is allowed per 5 electrical points. | p/point | 0 | 0 | 0 | Cabling Installation, Including Electrical COC
Electrical | Circuit Breaker 10 Amp, 6KA | each | 0 | 0 | 0 | Cabling Installation, Including Electrical COC
Electrical | Circuit Breaker 20 Amp, 6KA | each | 0 | 0 | 0 | Cabling Installation, Including Electrical COC
Electrical | Circuit Breaker 32 Amp, 6KA | each | 0 | 0 | 0 | Cabling Installation, Including Electrical COC
Electrical | Circuit Breaker 63 Amp Double Pole , 6KA | each | 0 | 0 | 0 | Cabling Installation, Including Electrical COC
Electrical | Circuit Breaker 100 Amp 3-Phase, 6KA | each | 0 | 0 | 0 | Cabling Installation, Including Electrical COC
Electrical | Compression GLAND Size 0 PVC black – Electrical | each | 0 | 0 | 0 | Cabling Installation, Including Electrical COC
Electrical | Compression GLAND Size 1 pvc black - Electrical | each | 0 | 0 | 0 | Cabling Installation, Including Electrical COC
Electrical | Compression GLAND Size 2 pvc black – Electrical | each | 0 | 0 | 0 | Cabling Installation, Including Electrical COC
Electrical | DB Blank cover | each | 0 | 0 | 0 | Cabling Installation, Including Electrical COC
Electrical | Distribution Board, Surface Mountable, Red Color,8 Way mounted | each | 0 | 0 | 0 | Cabling Installation, Including Electrical COC
Electrical | Distribution Board, Surface Mountable, Red Color,12 Way mounted | each | 0 | 0 | 0 | Cabling Installation, Including Electrical COC
Electrical | Distribution Board, Surface Mountable, Red Color,16 Way mounted | each | 0 | 0 | 0 | Cabling Installation, Including Electrical COC
Electrical | Distribution Board, Surface Mountable, Red Color,24 Way mounted | each | 0 | 0 | 0 | Cabling Installation, Including Electrical COC
Electrical | Distribution Board, Surface Mountable, White and Red Color,8 Way mounted | each | 0 | 0 | 0 | Cabling Installation, Including Electrical COC
Electrical | Distribution Board, Surface Mountable, White and Red Color,12 Way mounted | each | 0 | 0 | 0 | Cabling Installation, Including Electrical COC
Electrical | Distribution Board, Surface Mountable, White and Red Color,16 Way mounted | each | 0 | 0 | 0 | Cabling Installation, Including Electrical COC
Electrical | Distribution Board, Surface Mountable, White and Red Color,24 Way mounted | each | 0 | 0 | 0 | Cabling Installation, Including Electrical COC
Electrical | Distribution Board, Surface Mountable, White Color,8 Way mounted | each | 0 | 0 | 0 | Cabling Installation, Including Electrical COC
Electrical | Distribution Board, Surface Mountable, White Color,12 Way mounted | each | 0 | 0 | 0 | Cabling Installation, Including Electrical COC
Electrical | Distribution Board, Surface Mountable, White Color,16 Way mounted | each | 0 | 0 | 0 | Cabling Installation, Including Electrical COC
Electrical | Distribution Board, Surface Mountable, White Color,24 Way mounted | each | 0 | 0 | 0 | Cabling Installation, Including Electrical COC
Electrical | Distribution Board Type IP65 Double Door, WxHxD - 1200(400+800)x900x200mm, 69-Way including Bus Bars, Preconfigured to accommodate 100A 3 phase 6KA Circuit Breaker | each | 0 | 0 | 0 | Cabling Installation, Including Electrical COC
Electrical | Earth Leakage 60 Amp | each | 0 | 0 | 0 | Cabling Installation, Including Electrical COC
Electrical | Earth Leakage 80 Amp | each | 0 | 0 | 0 | Cabling Installation, Including Electrical COC
Electrical | Earth Rods (1.5m) | each | 0 | 0 | 0 | Cabling Installation, Including Electrical COC
Electrical | Hubble Plug 32 Amp female switched Plug 3 PIN ( SA Standard or EU Standard or US Standard?) | each | 0 | 0 | 0 | Cabling Installation, Including Electrical COC
Electrical | Hubbell Plug 32 Amp Male Plug 3 PIN | each | 0 | 0 | 0 | Cabling Installation, Including Electrical COC
Electrical | Hubbell Plug 16 Amp female switched Plug 3 PIN | each | 0 | 0 | 0 | Cabling Installation, Including Electrical COC
Electrical | Hubbell Plug 16 Amp Male Plug 3 PIN | each | 0 | 0 | 0 | Cabling Installation, Including Electrical COC
Electrical | Isolator 60a new DB (single phase) | each | 0 | 0 | 0 | Cabling Installation, Including Electrical COC
Electrical | Isolator 80a new DB (single phase) | each | 0 | 0 | 0 | Cabling Installation, Including Electrical COC
Electrical | MCB Copper Bridge Bar in DB | each | 0 | 0 | 0 | Cabling Installation, Including Electrical COC
Electrical | Size 0 cable gland and shroud per cable termination SWA type | each | 0 | 0 | 0 | Cabling Installation, Including Electrical COC
Electrical | Size 1 cable gland and shroud per cable termination SWA type | each | 0 | 0 | 0 | Cabling Installation, Including Electrical COC
Electrical | Size 2 cable gland and shroud per cable termination SWA type | each | 0 | 0 | 0 | Cabling Installation, Including Electrical COC
Electrical | Steel Wire Armoured Cable 4 sq mm 3Core | p/m | 0 | 0 | 0 | Cabling Installation, Including Electrical COC
Electrical | Steel Wire Armoured Cable 6 sq mm 3Core | p/m | 0 | 0 | 0 | Cabling Installation, Including Electrical COC
Electrical | Steel Wire Armoured Cable 16 sq mm 3-Core | p/m | 0 | 0 | 0 | Cabling Installation, Including Electrical COC
Electrical | Steel Wire Armoured Cable 25 sq mm 4 core with 16 sq mm BCE Earth Wire | p/m | 0 | 0 | 0 | Cabling Installation, Including Electrical COC
Electrical | Wire, Electrical , Earth wire green and yellow, 2.5 sq mm | p/m | 0 | 0 | 0 | Cabling Installation, Including Electrical COC
Electrical | Wire, Electrical , Earth wire green and yellow, 4 sq mm | p/m | 0 | 0 | 0 | Cabling Installation, Including Electrical COC
Electrical | Wire, Electrical , Earth wire green and yellow, 6 sq mm | p/m | 0 | 0 | 0 | Cabling Installation, Including Electrical COC
Electrical | Wire, Electrical, Earth green and yellow, 10 sq mm | p/m | 0 | 0 | 0 | Cabling Installation, Including Electrical COC
Electrical | Wire, Electrical, Earth green and yellow, 16 sq mm | p/m | 0 | 0 | 0 | Cabling Installation, Including Electrical COC
Electrical | Cable Surfix 2.5 sq mm 2 core + Earth | p/m | 0 | 0 | 0 | Cabling Installation, Including Electrical COC
Electrical | Cable Surfix 4 sq mm 2 core + Earth | p/m | 0 | 0 | 0 | Cabling Installation, Including Electrical COC
Electrical | Cable Surfix 6 sq mm 2 core + Earth (Longer Distance) | p/m | 0 | 0 | 0 | Cabling Installation, Including Electrical COC
Electrical | Wire, Electrical ,2.5 sq mm black | p/m | 0 | 0 | 0 | Cabling Installation, Including Electrical COC
Electrical | Wire, Electrical, 4 sq mm black | p/m | 0 | 0 | 0 | Cabling Installation, Including Electrical COC
Electrical | Wire, Electrical, 6 sq mm black | p/m | 0 | 0 | 0 | Cabling Installation, Including Electrical COC
Electrical | Wire, Electrical, 10 sq mm black | p/m | 0 | 0 | 0 | Cabling Installation, Including Electrical COC
Electrical | Wire, Electrical ,2.5 mm Red p/m | p/m | 0 | 0 | 0 | Cabling Installation, Including Electrical COC
Electrical | Wire, Electrical, 4mm Red p/m | p/m | 0 | 0 | 0 | Cabling Installation, Including Electrical COC
Electrical | Wire, Electrical, 6mm Red p/m | p/m | 0 | 0 | 0 | Cabling Installation, Including Electrical COC
Electrical | Wire, Electrical, 10 mm Red p/m | p/m | 0 | 0 | 0 | Cabling Installation, Including Electrical COC
Electrical | Braided earth strap | each | 0 | 0 | 0 | Cabling Installation, Including Electrical COC
Electrical | Bare Copper Earth, 2.5 sq mm | p/m | 0 | 0 | 0 | Cabling Installation, Including Electrical COC
Electrical | Earth Impedence Test ( Outdoor Enclosure) | each | 0 | 0 | 0 | Cabling Installation, Including Electrical COC
Electrical | Warning Labels for DB | each | 0 | 0 | 0 | Cabling Installation, Including Electrical COC
Electrical | Connection between Building and Backup Electrical generator (including Switch Gear, Fail-over equipment, main eletrical feed, and Diesel generator monitoring) | each | 0 | 0 | 0 | Cabling Installation, Including Electrical COC
Services | COC - Electrical Certification - (per DB) | each | 0 | 0 | 0 | Cabling Installation, Including Electrical COC
| UPS |  |  |  |  | Cable Rack Equipment Delivered
UPS | 5KVA UPS Rackmount 0.9 output power factor, Full On Line Double Conversion true topology with pure sine-wave output, Automatic bypass and power factor correction, Hot swappable batteries, Serial interface Card, Management Shutdown Software included and extended Battery capability. With 3 Year warranty including standard batteries. | each | 0 | 0 | 0 | Cable Rack Equipment Delivered
UPS | 5KVA UPS Rackmount 0.9 output power factor, Full On Line Double Conversion true topology with pure sine-wave output, Automatic bypass and power factor correction, Hot swappable batteries, Serial interface Card, Management Shutdown Software included and extended Battery capability. With 3 Year warranty including lithium-ion batteries. | each | 0 | 0 | 0 | Cable Rack Equipment Delivered
UPS | 2KVA UPS Rackmount 0.9 output power factor, Full On Line Double Conversion true topology with pure sine-wave output, Automatic bypass and power factor correction, Hot swappable batteries, Serial interface Card, Management Shutdown Software included and extended Battery capability. With 3 Year warranty including standard batteries | each | 0 | 0 | 0 | Cable Rack Equipment Delivered
UPS | 2KVA UPS Rackmount 0.9 output power factor, Full On Line Double Conversion true topology with pure sine-wave output, Automatic bypass and power factor correction, Hot swappable batteries, Serial interface Card, Management Shutdown Software included and extended Battery capability. With 3 Year warranty including lithium-ion batteries. | each | 0 | 0 | 0 | Cable Rack Equipment Delivered
UPS | 1 KVA UPS with: Rackmount 0.9 output power factor, Full On Line Double Conversion true topology with pure sine-wave output, Automatic bypass and power factor correction, Hot swappable batteries, Serial interface Card, Management Shutdown Software included and extended Battery capability. With 3 Year warranty including Standard batteries. | each | 0 | 0 | 0 | Cable Rack Equipment Delivered
UPS | 1 KVA UPS with: Rackmount 0.9 output power factor, Full On Line Double Conversion true topology with pure sine-wave output, Automatic bypass and power factor correction, Hot swappable batteries, Serial interface Card, Management Shutdown Software included and extended Battery capability. With 3 Year warranty including lithium-ion Battery. |  | 0 | 0 | 0 | Cable Rack Equipment Delivered
UPS | Additional External Battery Pack for 5kva UPS STANDARD | each | 0 | 0 | 0 | Cable Rack Equipment Delivered
UPS | Additional External Battery Pack for 2kva UPS STANDARD | each | 0 | 0 | 0 | Cable Rack Equipment Delivered
UPS | Additional External Battery Pack for 1kva UPS STANDARD | each | 0 | 0 | 0 | Cable Rack Equipment Delivered
UPS | Additional External Battery Pack for 5kva UPS LITHIUM ION | each | 0 | 0 | 0 | Cable Rack Equipment Delivered
UPS | Additional External Battery Pack for 2kva UPS LITHIUM ION | each | 0 | 0 | 0 | Cable Rack Equipment Delivered
UPS | Additional External Battery Pack for 1kva UPS LITHIUM ION | each | 0 | 0 | 0 | Cable Rack Equipment Delivered
| AIR-CONDITIONERS |  |  |  |  | Cable Rack Equipment Delivered
Air-conditioner | Wall Mounted Midwall Split 24000BTU Cooling Air-Conditioner - 3 Year onsite warranty; including preventative maintenance to be performed every 12 months for the 3 year warranty period (pricing is inclusive of travelling and S&T) | each | 0 | 0 | 0 | Cable Rack Equipment Delivered
Air-conditioner | Wall Mounted Midwall Split 18000BTU Cooling Air-Conditioner - 3 Year onsite warranty; including preventative maintenance to be performed every 12 months for the 3 year warranty period (pricing is inclusive of travelling and S&T) | each | 0 | 0 | 0 | Cable Rack Equipment Delivered
Air-conditioner | Wall Mounted Midwall Split 12000BTU Cooling Air-Conditioner - 3 Year onsite warranty; including preventative maintenance to be performed every 12 months for the 3 year warranty period (pricing is inclusive of travelling and S&T) | each | 0 | 0 | 0 | Cable Rack Equipment Delivered
Air-conditioner | Wall Mounted Midwall Split 9000BTU Cooling Air-Conditioner - 3 Year onsite warranty; including preventative maintenance to be performed every 12 months for the 3 year warranty period (pricing is inclusive of travelling and S&T) | each | 0 | 0 | 0 | Cable Rack Equipment Delivered
Air-conditioner | Window Mount non split 9000BTU Cooling Air-Conditioner - 3 Year onsite warranty; including preventative maintenance to be performed every 12 months for the 3 year warranty period (pricing is inclusive of travelling and S&T) | each | 0 | 0 | 0 | Cable Rack Equipment Delivered
Air-conditioner | Window Mount non split 12000BTU Cooling Air-Conditioner - 3 Year onsite warranty; including preventative maintenance to be performed every 12 months for the 3 year warranty period (pricing is inclusive of travelling and S&T) | each | 0 | 0 | 0 | Cable Rack Equipment Delivered
Air-conditioner – add on | Air-Conditioner Auto Switch Over each | each | 0 | 0 | 0 | Cable Rack Equipment Delivered
Air-conditioner – add on | Non-gravity feed water pump | each | 0 | 0 | 0 | Cable Rack Equipment Delivered
Air-conditioner – add on | Flexible airconducting pipe 150mm diameter | each | 0 | 0 | 0 | Cable Rack Equipment Delivered
Air-conditioner – add on | 8 inch extractor fan for heat extraction and core 150mm core drill (if applicable) | each | 0 | 0 | 0 | Cable Rack Equipment Delivered
Air-conditioner | Downblow unit | each | 0 | 0 | 0 | Cable Rack Equipment Delivered
| Environmental Monitoring |  |  |  |  | Cable Rack Equipment Delivered
Environmental monitoring, Electrical distribution, Surge and Lighting protection | 5U Standard Lightening Protection with PDU interface (3 x C19, 8 x C13, 1 X 16A SA 3pin & 2pin plugs for ATA / Telkom NTU's) / Internal Battery Back / Network Connection (SNMP Traps) / Interface via UPS / Power override |  | 0 | 0 | 0 | Cable Rack Equipment Delivered
Environmental monitoring, Electrical distribution, Surge and Lighting protection | 2U Standard Lightening Protection with PDU interface (3 x C19, 4 x C13, 1 X 16A SA 3pin & 2pin plugs for ATA / Telkom NTU's) / Internal Battery Back / Network Connection (SNMP Traps) / Interface via UPS / Power override |  | 0 | 0 | 0 | Cable Rack Equipment Delivered
| COMMISSIONING RACK EQUIPMENT |  |  |  |  | Commission of Rack Equipment
Environmental add-on | Power cord 10 Amp 1,8 m C13 to C14 type for connecting network equipment to the PDU | each | 0 | 0 | 0 | Commission of Rack Equipment
Environmental add-on | Kettle Power cord 10 Amp 1,8 m C13 to C14 type for connecting network equipment to the PDU | each | 0 | 0 | 0 | Commission of Rack Equipment
Environmental add-on | PDU 8 X 10 and 4 X 16 Amp interfaces add on | each | 0 | 0 | 0 | Commission of Rack Equipment
Environmental add-on | PDU 12 X 16 Amp interfaces add on | each | 0 | 0 | 0 | Commission of Rack Equipment
Environmental add-on | PDU 6 X 16 Amp interfaces & 6 x 2-Pin Plug interfaces add on | each | 0 | 0 | 0 | Commission of Rack Equipment
Environmental add-on | X21 extension cable male to female 3m | each | 0 | 0 | 0 | Commission of Rack Equipment
Environmental add-on | PDU 12 X 10 Amp interfaces add on | each | 0 | 0 | 0 | Commission of Rack Equipment
Environmental add-on | PDU 4 X 16 Amp interfaces for NTU add on | each | 0 | 0 | 0 | Commission of Rack Equipment
Environmental add-on | X21 Surge protection module add on | each | 0 | 0 | 0 | Commission of Rack Equipment
Environmental add-on | PDU 6 Way 16Amp 3 x 3-pin and 3 x 2-pin adaptor | each | 0 | 0 | 0 | Commission of Rack Equipment
Outdoor Container | Earth mat for outdoor container | each | 0 | 0 | 0 | Cable Rack Equipment Delivered
Outdoor Container | Earth spike for outdoor container | each | 0 | 0 | 0 | Cable Rack Equipment Delivered
Services | Transport of applicable container (per/km) | p/km | 0 | 0 | 0 | Commission of Rack Equipment
| UTP CABLING [Installation must be SANS 11801 compliant; Including Supply, Inpect, Install, Test and Acceptance certificate, Documentation and associated certificates, e.g. OEM certificate, Travel and Warranty] |  |  |  |  | Cabling Installation, Including Electrical COC
Data Reticulation | Complete UTP Cat 6 Data Point flush mount, labelling & testing. | each /Per meter? | 0 | 0 | 0 | Cabling Installation, Including Electrical COC
Data Reticulation | Complete UTP Cat 5e Data Point flush mount, labelling & testing. | each /Per meter? | 0 | 0 | 0 | Cabling Installation, Including Electrical COC
Data Reticulation | Panel Patch Cat 6 UTP 24 Port 1U RJ45 | each | 0 | 0 | 0
Data Reticulation | Panel Patch Cat 5e UTP 24 Port 1U RJ45 | each | 0 | 0 | 0 | Cabling Installation, Including Electrical COC
Data Reticulation | Panel Blank 1U | each | 0 | 0 | 0 | Cabling Installation, Including Electrical COC
Data Reticulation | UTP Cat6 Patch lead 20cm | each | 0 | 0 | 0 | Cabling Installation, Including Electrical COC
Data Reticulation | UTP Cat5e Patch lead 20cm | each | 0 | 0 | 0 | Cabling Installation, Including Electrical COC
Data Reticulation | UTP Cat6 Patch lead 1m | each | 0 | 0 | 0 | Cabling Installation, Including Electrical COC
Data Reticulation | UTP Cat5e Patch lead 1m | each | 0 | 0 | 0 | Cabling Installation, Including Electrical COC
Data Reticulation | UTP Cat6 Fly lead 3m | each | 0 | 0 | 0 | Cabling Installation, Including Electrical COC
Data Reticulation | UTP Cat5e Fly lead 3m | each | 0 | 0 | 0 | Cabling Installation, Including Electrical COC
Data Reticulation | UTP Cat6 Fly lead 5m | each | 0 | 0 | 0 | Cabling Installation, Including Electrical COC
Data Reticulation | UTP Cat5e Fly lead 5m | each | 0 | 0 | 0 | Cabling Installation, Including Electrical COC
Data Reticulation | UTP Cat6 Fly lead 10m | each | 0 | 0 | 0 | Cabling Installation, Including Electrical COC
Data Reticulation | UTP Cat5e Fly lead 10m | each | 0 | 0 | 0 | Cabling Installation, Including Electrical COC
| FIBRE OPTIC CABLING [Installation must be SANS 11801 comlpliant and include supply, install, test, documentation and certification; also travel and other services |  |  |  |  | Fibre Installation
Fibre | Multimode OM3 1m LC unjacketed pigtail | p/m | 0 | 0 | 0 | Fibre Installation
Fibre | Multimode OM4 1m LC unjacketed pigtail | p/m | 0 | 0 | 0 | Fibre Installation
Fibre | Multimode Aerial fibre | p/m | 0 | 0 | 0 | Fibre Installation
Fibre | Heavy Duty Duct CST (50/125) OM3 Loose Tube / 13.7mm / PE Sheath 4 Fibre | p/m | 0 | 0 | 0 | Fibre Installation
Fibre | HDD Corrugated Steel Tape Armoured (CST) (10/125) Loose Tube / 16.9mm / PE Sheath 8 Fibre | p/m | 0 | 0 | 0 | Fibre Installation
Fibre | Heavy Duty Duct (10/125) Loose Tube / 9.7mm / PE Sheath 4 Fibre | p/m | 0 | 0 | 0 | Fibre Installation
Fibre | Heavy Duty Duct (50/125) OM3 Loose Tube / 9.7mm / PE Sheath 4 Fibre | p/m | 0 | 0 | 0 | Fibre Installation
Fibre | Heavy Duty Duct (50/125) OM3 Loose Tube / 9.7mm / PE Sheath 8 Fibre | p/m | 0 | 0 | 0 | Fibre Installation
Fibre | Heavy Duty Duct (50/125) OM3 Loose Tube /9.7mm / PE Sheath 12 Fibre | p/m | 0 | 0 | 0 | Fibre Installation
Fibre | Short Span Aerial (SSA) (10/125) Loose Tube / 9.4mm / PE Sheath Non-Metallic Self-Supporting (80m Spans) 4 Fibre | p/m | 0 | 0 | 0 | Fibre Installation
Fibre | Short Span Aerial (SSA) (50/125) OM3 Loose Tube / 9.4mm / PE Sheath Non-Metallic Self-Supporting (80m Spans) 4 Fibre | p/m | 0 | 0 | 0 | Fibre Installation
Fibre | Splicing and Splice Protectors 45mm – Clear | Per splice | 0 | 0 | 0 | Fibre Installation
Fibre | Splicing and Splice Protectors 60mm – Clear | Per splice | 0 | 0 | 0 | Fibre Installation
Fibre | Fibre OTDR Testing and labelling | p/core | 0 | 0 | 0 | Fibre Installation
Fibre | Clamp Suspension Fg8 Cable - Catenary Wire | each | 0 | 0 | 0 | Fibre Installation
Fibre | Compression Gland Size 0 pvc black – Fibre | each | 0 | 0 | 0 | Fibre Installation
Fibre | Compression Gland Size 1 pvc black - Fibre | each | 0 | 0 | 0 | Fibre Installation
Fibre | Dead End Clamp Fig 8 Cable - Catenary Wire | each | 0 | 0 | 0 | Fibre Installation
Fibre | THIMBLE DEAD ENDS 9.4mm | each | 0 | 0 | 0 | Fibre Installation
Fibre | THIMBLE DEAD ENDS 7.7mm | each | 0 | 0 | 0 | Fibre Installation
Fibre | S-Hook Single | each | 0 | 0 | 0 | Fibre Installation
Fibre | S-Hook Double | each | 0 | 0 | 0 | Fibre Installation
Fibre | Coastal TANGENT SUPPORT 7.7mm | each | 0 | 0 | 0 | Fibre Installation
Fibre | Coastal TANGENT SUPPORT 9.4mm | each | 0 | 0 | 0 | Fibre Installation
Fibre | Inland TANGENT SUPPORT 7.7mm | each | 0 | 0 | 0 | Fibre Installation
Fibre | Inland TANGENT SUPPORT 9.4mm | each | 0 | 0 | 0 | Fibre Installation
Fibre | Fibre patch cord duplex multimode OM3 1m SC-LC | each | 0 | 0 | 0 | Fibre Installation
Fibre | Fibre patch cord duplex multimode OM3 3m SC-LC | each | 0 | 0 | 0 | Fibre Installation
Fibre | Fibre patch cord duplex multimode OM3 1m ST-LC | each | 0 | 0 | 0 | Fibre Installation
Fibre | Fibre patch cord duplex multimode OM3 3m ST-LC | each | 0 | 0 | 0 | Fibre Installation
Fibre | Fibre patch cord duplex multimode OM3 1m LC-LC | each | 0 | 0 | 0 | Fibre Installation
Fibre | Fibre patch cord duplex multimode OM3 3m LC-LC | each | 0 | 0 | 0 | Fibre Installation
Fibre | Fibre patch cord duplex multimode OM3 1m SC-SC | each | 0 | 0 | 0 | Fibre Installation
Fibre | Fibre patch cord duplex multimode OM3 3m SC-SC | each | 0 | 0 | 0 | Fibre Installation
Fibre | Fibre patch cord duplex single mode 1m ST-LC | each | 0 | 0 | 0 | Fibre Installation
Fibre | Fibre patch cord duplex single mode 3m ST-LC | each | 0 | 0 | 0 | Fibre Installation
Fibre | Fibre patch cord duplex single mode 1m SC-ST | each | 0 | 0 | 0 | Fibre Installation
Fibre | Fibre patch cord duplex single mode 3m SC-ST | each | 0 | 0 | 0 | Fibre Installation
Fibre | Fibre patch cord duplex single mode 1m SC-LC | each | 0 | 0 | 0 | Fibre Installation
Fibre | Fibre patch cord duplex single mode 3m SC-LC | each | 0 | 0 | 0 | Fibre Installation
Fibre | Fibre patch cord duplex multimode 1m ST-ST | each | 0 | 0 | 0 | Fibre Installation
Fibre | Panel Fiber patch SC 24 way | each | 0 | 0 | 0 | Fibre Installation
Fibre | Heat shrink Fibre 6.4mm clear | each | 0 | 0 | 0 | Fibre Installation
Fibre | Multimode SC Midcoupler Duplex | each | 0 | 0 | 0 | Fibre Installation
Fibre | Multimode ST Midcoupler | each | 0 | 0 | 0 | Fibre Installation
Fibre | Multimode LC Midcoupler | each | 0 | 0 | 0 | Fibre Installation
Fibre | Single mode SC Midcoupler Duplex | each | 0 | 0 | 0 | Fibre Installation
Fibre | Single mode ST Midcoupler | each | 0 | 0 | 0 | Fibre Installation
Fibre | Single mode LC Midcoupler | each | 0 | 0 | 0 | Fibre Installation
Fibre | Multimode OM3 1m ST Unjacketed Pigtail | each | 0 | 0 | 0 | Fibre Installation
Fibre | Multimode OM3 1m SC Unjacketed Pigtail | each | 0 | 0 | 0 | Fibre Installation
Fibre | Single mode 1m LC Unjacketed Pigtail | each | 0 | 0 | 0 | Fibre Installation
Fibre | Single mode 1m ST Unjacketed Pigtail | each | 0 | 0 | 0 | Fibre Installation
Fibre | Bandid Strap for Cables 12.7 mm for 30 meters for Aerial Fiber | each | 0 | 0 | 0 | Fibre Installation
Fibre | DOME 4 WAY JOINT | each | 0 | 0 | 0 | Fibre Installation
Fibre | DOME 3 WAY JOINT | each | 0 | 0 | 0 | Fibre Installation
Fibre | DOME 2 WAY JOINT | each | 0 | 0 | 0 | Fibre Installation
Fibre | Splice Tray front plate and box, entry gland, splice cassette, blanks back and front | each | 0 | 0 | 0 | Fibre Installation
Fibre | TERMINATION BOX - J2 | each | 0 | 0 | 0 | Fibre Installation
| Cable ROUTING including Ducts, Trunks, Trays, Poles and fixture material and labour |  |  |  |  | Indoor Routes
Infrastructure | Bosal 50 mm pipe slow bends | each | 0 | 0 | 0 | Indoor Routes
Infrastructure | Bosal Pipe 25mm slow bends | each | 0 | 0 | 0 | Indoor Routes
Infrastructure | Bosal Pipe 50mm (Incl. Hospital Saddles, coupling and 1 anchors) | p/m | 0 | 0 | 0 | Indoor Routes
Infrastructure | Bosal pipe 32 mm slow bends | each | 0 | 0 | 0 | Indoor Routes
Infrastructure | Bosal Pipe 32mm (Incl. Hospital Saddles, coupling and 1 anchor) | p/m | 0 | 0 | 0 | Indoor Routes
Infrastructure | Bosal Pipe 25mm (Incl. Hospital Saddles, coupling and 1 anchor) | p/m | 0 | 0 | 0 | Indoor Routes
Infrastructure | Core drilling 200mm /per hole | p/hole | 0 | 0 | 0 | Indoor Routes
Infrastructure | Core drilling 150mm /per hole (Extractor Fan Only) | p/hole | 0 | 0 | 0 | Indoor Routes
Infrastructure | Core drilling 110mm /per hole | p/hole | 0 | 0 | 0 | Indoor Routes
Infrastructure | Core drilling 50mm / per hole | p/hole | 0 | 0 | 0 | Indoor Routes
Infrastructure | Core drilling 25mm / per hole | p/hole | 0 | 0 | 0 | Indoor Routes
Infrastructure | EGA Trunking 25 x 16 | p/m | 0 | 0 | 0 | Indoor Routes
Infrastructure | 1 Compartment Metal Power Skirting X2.438m Straight C/W 2 Cover & Splices, anchors and washers | each | 0 | 0 | 0 | Indoor Routes
Infrastructure | Metal Power Skirting 1 Compartment Horizontal Tee Piece | each | 0 | 0 | 0 | Indoor Routes
Infrastructure | Metal Power Skirting 1 Compartment End Cap | each | 0 | 0 | 0 | Indoor Routes
Infrastructure | Metal Power Skirting 1 Compartment Verical tee Piece (Flat) | each | 0 | 0 | 0 | Indoor Routes
Infrastructure | Metal Power Skirting 1 Compartment 45 Horizontal Elbow | each | 0 | 0 | 0 | Indoor Routes
Infrastructure | Metal Power Skirting 1 Compartment 90 Vertical Elbow (Flat) | each | 0 | 0 | 0 | Indoor Routes
Infrastructure | Metal Power Skirting 1 Compartment 90 Horizontal Elbow | each | 0 | 0 | 0 | Indoor Routes
Infrastructure | 2 Compartment Metal Power Skirting X2.438m Straight Channel Wire 1 Cover & Splices, anchors and washers | each | 0 | 0 | 0 | Indoor Routes
Infrastructure | 2 Compartment Metal Power Skirting 45' Horizontal Elbow | each | 0 | 0 | 0 | Indoor Routes
Infrastructure | 2 Compartment Metal Power Skirting 90' Horizontal Elbow | each | 0 | 0 | 0 | Indoor Routes
Infrastructure | 2 Compartment Metal Power Skirting 90' Vertical Elbow | each | 0 | 0 | 0 | Indoor Routes
Infrastructure | 2 Compartment Metal Power Skirting Divider Only PG | each | 0 | 0 | 0 | Indoor Routes
Infrastructure | 2 Compartment Metal Power Skirting End Cap | each | 0 | 0 | 0 | Indoor Routes
Infrastructure | 2 Compartment Metal Power Skirting Horizontal Tee Piece | each | 0 | 0 | 0 | Indoor Routes
Infrastructure | 2 Compartment Metal Power Skirting Vertical tee Piece | each | 0 | 0 | 0 | Indoor Routes
Infrastructure | Metal Power Skirting 3 Compartment X2.438m Straight C/W 3 Cover & Splices, anchors and washers | each | 0 | 0 | 0 | Indoor Routes
Infrastructure | Metal Power Skirting 3 Compartment 45 Horizontal Elbow | each | 0 | 0 | 0 | Indoor Routes
Infrastructure | Metal Power Skirting 3 Compartment Horizontal Tee Piece | each | 0 | 0 | 0 | Indoor Routes
Infrastructure | Metal Power Skirting 3 Compartment End Cap | each | 0 | 0 | 0 | Indoor Routes
Infrastructure | Metal Power Skirting 3 Compartment Vertical tee Piece | each | 0 | 0 | 0 | Indoor Routes
Infrastructure | Metal Power Skirting 3 Compartment Divider Only PG | each | 0 | 0 | 0 | Indoor Routes
Infrastructure | Metal Power Skirting 3 Compartment 90 Horizontal Elbow | each | 0 | 0 | 0 | Indoor Routes
Infrastructure | Metal Power Skirting 3 Compartment 90 Vertical Elbow | each | 0 | 0 | 0 | Indoor Routes
Infrastructure | Metal Power Skirting 4 Compartment X2.438m Straight C/W 4 Cover & Splices, anchors and washers | each | 0 | 0 | 0 | Indoor Routes
Infrastructure | Metal Power Skirting 4 Compartment 45 Horizontal Elbow | each | 0 | 0 | 0 | Indoor Routes
Infrastructure | Metal Power Skirting 4 Compartment Divider Only PG | each | 0 | 0 | 0 | Indoor Routes
Infrastructure | Metal Power Skirting 4 Compartment 90 Vertical Elbow | each | 0 | 0 | 0 | Indoor Routes
Infrastructure | Metal Power Skirting 4 Compartment 90 Horizontal Elbow | each | 0 | 0 | 0 | Indoor Routes
Infrastructure | Metal Power Skirting 4 Compartment End Cap | each | 0 | 0 | 0 | Indoor Routes
Infrastructure | Metal Power Skirting 4 Compartment Horizontal Tee Piece | each | 0 | 0 | 0 | Indoor Routes
Infrastructure | Metal Power Skirting 4 Compartment Verical tee Piece | each | 0 | 0 | 0 | Indoor Routes
Infrastructure | Power Pole length all including Core, Cover, Ceiling Flange, Floor location Pad & Jack Assembly 3.5m including pilot hole | each | 0 | 0 | 0 | Indoor Routes
Infrastructure | Power Pole length all including Core, Cover, Ceiling Flange, Floor location Pad & Jack Assembly 4m including hole | each | 0 | 0 | 0 | Indoor Routes
Infrastructure | Power Pole 16A SO; Accessory, Box & Cover kit | each | 0 | 0 | 0 | Indoor Routes
Infrastructure | Power Pole 16A SSO, DED, Accessory, Box & Cover kit | each | 0 | 0 | 0 | Indoor Routes
Infrastructure | Power Pole RJ45 / Data, Accessory, Box & Cover kit | each | 0 | 0 | 0 | Indoor Routes
Infrastructure | Punch Plate Dual including 50X50 collar and 25X50 blank | each | 0 | 0 | 0 | Indoor Routes
Infrastructure | Suspended Wire Mesh Cable Trays 3m Straight 75mm Splice Clamp Set including drop in anchor threaded rod washers hex nuts and clip on support - 10mm | each | 0 | 0 | 0 | Indoor Routes
Infrastructure | Suspended Wire Mesh Cable Trays 3m Straight 75mm Splice Clamp Set including drop in anchor threaded rod washers hex nuts and clip on support - 8mm | each | 0 | 0 | 0 | Indoor Routes
Infrastructure | Wire Mesh Cable Trays INT/EXT BEND 75mm SPLICE CLAMP SET | each | 0 | 0 | 0 | Indoor Routes
Infrastructure | Wire Mesh Cable Trays HQR BEND 75mm SPLICE CLAMP SET | each | 0 | 0 | 0 | Indoor Routes
Infrastructure | Wire mesh 4WAY cross 75MM | each | 0 | 0 | 0 | Indoor Routes
Infrastructure | Suspended Wire Mesh Cable Trays 3m Straight 300mm Splice Clamp Set including drop in anchor threaded rod washers hex nuts and clip on support - 8mm | each | 0 | 0 | 0 | Indoor Routes
Infrastructure | Suspended Wire Mesh Cable Trays 3m Straight 300mm Splice Clamp Set including drop in anchor threaded rod washers hex nuts and clip on support - 10mm | each | 0 | 0 | 0 | Indoor Routes
Infrastructure | Suspended Wire Mesh Cable Trays 3m Straight 150mm Splice Clamp Set including drop in anchor threaded rod washers hex nuts an+A270:B272d clip on support - 8mm | each | 0 | 0 | 0 | Indoor Routes
Infrastructure | Suspended Wire Mesh Cable Trays 3m Straight 150mm Splice Clamp Set including drop in anchor threaded rod washers hex nuts and clip on support - 10mm | each | 0 | 0 | 0 | Indoor Routes
Infrastructure | Suspended Wire Mesh Cable Trays 3m Straight 200mm Splice Clamp Set including drop in anchor threaded rod washers hex nuts and clip on support - 8mm | each | 0 | 0 | 0 | Indoor Routes
Infrastructure | Suspended Wire Mesh Cable Trays 3m Straight 150mm Splice Clamp Set including drop in anchor threaded rod washers hex nuts and clip on support - 10mm | each | 0 | 0 | 0 | Indoor Routes
Infrastructure | Suspended Wire Mesh Cable Trays 3m Straight 150mm Splice Clamp Set including drop in anchor threaded rod washers hex nuts and clip on support - 8mm | each | 0 | 0 | 0 | Indoor Routes
Infrastructure | Wire Mesh Cable Trays INT/EXT BEND 150mm SPLICE CLAMP SET | each | 0 | 0 | 0 | Indoor Routes
Infrastructure | Wire Mesh Cable Trays HQR BEND 150mm SPLICE CLAMP SET | each | 0 | 0 | 0 | Indoor Routes
Infrastructure | Wire mesh 4WAY cross 150MM | each | 0 | 0 | 0 | Indoor Routes
Infrastructure | Suspended Wire Mesh Cable Trays 3m Straight 200 Splice Clamp Set including drop in anchor threaded rod washers hex nuts and clip on support - 10mm | each | 0 | 0 | 0 | Indoor Routes
Infrastructure | Suspended Wire Mesh Cable Trays 3m Straight 200 Splice Clamp Set including drop in anchor threaded rod washers hex nuts and clip on support - 8mm | each | 0 | 0 | 0 | Indoor Routes
Infrastructure | Wire Mesh Cable Trays INT/EXT BEND 200mm SPLICE CLAMP SET | each | 0 | 0 | 0 | Indoor Routes
Infrastructure | Wire Mesh Cable Trays HQR BEND 200mm SPLICE CLAMP SET | each | 0 | 0 | 0 | Indoor Routes
Infrastructure | Wire mesh 4WAY cross 200MM | each | 0 | 0 | 0 | Indoor Routes
Infrastructure | Suspended Wire Mesh Cable Trays 3m Straight 300 Splice Clamp Set including drop in anchor threaded rod washers hex nuts and clip on support - 10mm | each | 0 | 0 | 0 | Indoor Routes
Infrastructure | Wire Mesh Cable Trays INT/EXT BEND 300mm SPLICE CLAMP SET | each | 0 | 0 | 0 | Indoor Routes
Infrastructure | Wire Mesh Cable Trays HQR BEND 300mm SPLICE CLAMP SET | each | 0 | 0 | 0 | Indoor Routes
Infrastructure | Wire mesh 4WAY cross 300MM | each | 0 | 0 | 0 | Indoor Routes
Infrastructure | Rippel Draw Box Large | each | 0 | 0 | 0 | Indoor Routes
Infrastructure | Rippel Draw Box Small | each | 0 | 0 | 0 | Indoor Routes
Infrastructure | CABLE LADDER 300 X 1.6 X 3 | each | 0 | 0 | 0 | Indoor Routes
Infrastructure | CABLE LADDER 400 X 1.6 X 5.8 | each | 0 | 0 | 0 | Indoor Routes
Infrastructure | Termination Box 201D | each | 0 | 0 | 0 | Indoor Routes
Infrastructure | Extensionbox 150mm X 200mm with 2 X 50mm male adaptors, anchors and cover | each | 0 | 0 | 0 | Indoor Routes
Infrastructure | Extensionbox 4x4 Metal with 2 X 32mm male adaptors, anchors and cover | each | 0 | 0 | 0 | Indoor Routes
| CIVIL WORKS |  |  |  |  | Civil Works
Civil works | Bedding - River sand when existing bedding cannot be utilized | p/cm | 0 | 0 | 0 | Civil Works
Civil works | Break into existing manhole | each | 0 | 0 | 0 | Civil Works
Civil works | Building Entry Double Pipe | each | 0 | 0 | 0 | Civil Works
Civil works | Building Entry Sarel box | each | 0 | 0 | 0 | Civil Works
Civil works | Building Entry Single Pipe | each | 0 | 0 | 0 | Civil Works
Civil works | 50mm PVC conduit | p/m | 0 | 0 | 0 | Civil Works
Civil works | Construct concrete Plinth for outdoor container - To fit size of outdoor container 6m (deep) x 3m (w) x 2,5 (h) protruding 100mm above the ground level for outdoor container, according to building regulations | each | 0 | 0 | 0 | Civil Works
Civil works | Construct concrete Plinth for outdoor container - To fit size of outdoor container 3m (deep) x 3m (w) x 2,5 (h) protruding 100mm above the ground level for outdoor container, according to building regulations | each | 0 | 0 | 0 | Civil Works
Civil works | Construct concrete Plinth for outdoor container - To fit size of outdoor container 3m (deep) x 2.4m (w) x 2,5 (h) protruding 100mm obove the ground level for outdoor container, according to building regulations | each | 0 | 0 | 0 | Civil Works
Civil works | Flexi Pipe 110mm including 7mm nylon draw rope | p/m | 0 | 0 | 0 | Civil Works
Civil works | Heavy Duty Round moulded Man-Hole 1200mm X 1200mm Construction & Building Material with Frame and lid including T-labelling ( Dolomites sites ) | each | 0 | 0 | 0 | Civil Works
Civil works | 110 mm Moulded sleeves with 7mm nylon draw rope | each | 0 | 0 | 0 | Civil Works
Civil works | Heavy Duty Round Man-Hole 1200mm X 1200mm Construction & Building Material with Frame and lid including T-labelling | each | 0 | 0 | 0 | Civil Works
Civil works | Heavy Duty square Moulded Man-Hole 800mm X 800mm Construction & Building Material with round frame and lid including T-labelling sealing ( Dolomites sites ) | each | 0 | 0 | 0 | Civil Works
Civil works | 110 mm Moulded sleeves with 7mm nylon draw rope | each | 0 | 0 | 0 | Civil Works
Civil works | Heavy Duty square Man-Hole 800mm X 800mm Construction & Building Material with round frame and lid including T-labelling sealing | each | 0 | 0 | 0 | Civil Works
Civil works | Imported backfill when trenching in rock ground p/cubic metre | p/cm | 0 | 0 | 0 | Civil Works
Civil works | Medium Duty Man-Hole 450mm X 600mm X 68kg Construction & Building Material with frame and lid including T-labelling | each | 0 | 0 | 0 | Civil Works
Civil works | Pole Treated Wooden 10m | each | 0 | 0 | 0 | Civil Works
Civil works | Pole Treated Wooden 6m | each | 0 | 0 | 0 | Civil Works
Civil works | 6m Steel Pipe '114mm x 4mm Installed ( Including 2m Deep Hole en 90 kg Ready mix and transport to site) | each | 0 | 0 | 0 | Civil Works
Civil works | Reinforcing for casting of manhole 800mm x 800mm for heavy vehicle movement | each | 0 | 0 | 0 | Civil Works
Civil works | Reinstatement of Surfaces: Cement p/running metre | p/rm | 0 | 0 | 0 | Civil Works
Civil works | Reinstatement of Surfaces: Gravel or paving or grass p/running metre | p/rm | 0 | 0 | 0 | Civil Works
Civil works | Removal of surfaces road, tar & cement - Cutting | p/rm | 0 | 0 | 0 | Civil Works
Civil works | S Cantilever Brackets Single Standard 850 X 300 | each | 0 | 0 | 0 | Civil Works
Civil works | Cantilever 300mm | each | 0 | 0 | 0 | Civil Works
Civil works | Site Establishment - Site Storage and site office | each | 0 | 0 | 0 | Civil Works
Civil works | Trenching Hard Rock 800(d) X 300(w) p/m including bedding, backfill, padding and compacting including warning and danger tape | p/m | 0 | 0 | 0 | Civil Works
Civil works | Trenching Hard Rock 850 X 450 X p/m including bedding, backfill and compacting including warning and danger tape | p/m | 0 | 0 | 0 | Civil Works
Civil works | Trenching Soft Gravel 850 X 300 X p/m including bedding, backfill and compacting including warning and danger tape | p/m | 0 | 0 | 0 | Civil Works
Civil works | Trenching Soft Gravel 850 X 450 X p/m including bedding, backfill and compacting including warning and danger tape | p/m | 0 | 0 | 0 | Civil Works
Civil works | Trenching Soft Rock 850 X 300 X p/m including bedding, backfill and compacting including warning and danger tape | p/m | 0 | 0 | 0 | Civil Works
Civil works | Trenching Soft Rock 850 X 450 X p/m including bedding, backfill and compacting including warning and danger tape | p/m | 0 | 0 | 0 | Civil Works
Civil works | Door and frame for dry walling with security 2 level lock | each | 0 | 0 | 0 | Civil Works
Civil works | Double Brick Wall Plastered and painted | p/m | 0 | 0 | 0 | Civil Works
Civil works | Dry walling supply and installation painted complete pm2 | p/m2 | 0 | 0 | 0 | Civil Works
Civil works | Flourescent fitting 1.5m double including 2X1,5m Flourescent light, including switch and reticulation | each | 0 | 0 | 0 | Civil Works
Civil works | LED fitting 1.5m double including 2X1,5m LED light, including switch and reticulation | each | 0 | 0 | 0 | Civil Works
Civil works | Anti-Static Floor Tiles | each | 0 | 0 | 0 | Civil Works
Civil works | HDPE Bends 45 / 90 Degree 110mm - Dolomite sites | p/m | 0 | 0 | 0 | Civil Works
Civil works | Stay Guard | each | 0 | 0 | 0 | Civil Works
Civil works | Suspended Ceiling | p/m2 | 0 | 0 | 0 | Civil Works
Civil works | Stays Plate rod and wire | each | 0 | 0 | 0 | Civil Works
Civil works | Butt Welding E Dolomite sites | each | 0 | 0 | 0 | Civil Works
Civil works | SLOTTED SUB SOIL DRAINAGE PIPE 110MM | p/m | 0 | 0 | 0 | Civil Works
Civil works | Single Brick Wall Plastered and painted | p/m2 | 0 | 0 | 0 | Civil Works
| CABLING SERVICES |  |  |  |  | Cabling Services Sign Off
Services | Project co-ordinator PMI CAPM Certified and \ or PRINCE2 Foundation Certified to draft plans, track progress, produce status reports and upload Project Deliverables onto NWChange | p/hour | 0 | 0 | 0 | Cabling Services Sign Off
Services | Visio drawing - Schematic Layout of site - labour (per/hour) | p/hour | 0 | 0 | 0 | Cabling Installation, Including Electrical COC
Services | 'Accomodation - S&T - for cabling Installation (maximum amount R 700.00) | p/night | 0 | 700 | 0 | Cabling Installation, Including Electrical COC
Services | Travel to site for cabling Installation (fees charged as per SLA Terms & conditions) | p/km | 0 | 0 | 0 | Cabling Installation, Including Electrical COC
Services | Clean-up site (Removal of Debris from site) | p/hour | 0 | 0 | 0 | Cabling Installation, Including Electrical COC
| DISMANTLEMENT |  |  |  |  | Dismantlement
Services | Dismantling and recovery of old infrastructure | p/hour | 0 | 0 | 0 | Dismantlement
Services | Travel to site - Dismantling and Recovery of old cabling infrastructure and final site sign-off (fees charged as per SLA Terms & conditions) | p/km | 0 | 0 | 0 | Dismantlement
Services | Accomodation - S&T - Dismantling and Recovery of old cabling infrastructure and final site sign-off (fees charged as per SLA Terms & conditions maximum amount R754.40) | p/night | 0 | 0 | 0 | Dismantlement
Note on B164: Erhard Benade: Is this fly and patch leads for additional Fly and Patch leads because the price per NW point includes fly and patch leads

## Phalaborwa Kruger STR
SAPS Cabling LAN PROJECT - VENDOR QUOTATION
Province | Limpopo
Site Name | Phalaborwa DPCI - 34 President Kruger Str
Site ID | 10443
Project ID | 138495
Vendor Name
Date
Milestone No | Milestone Description | Cost Per Milestone
1 | Civils Works | 0
2 | Indoor Routes | 0
3 | Fibre Installation | 0
4 | Cabling Installation, Including Electrical COC | 0
5 | Cable Rack Equipment Delivered | 0
6 | Commission of Rack Equipment | 0
7 | Dismantlement | 0
8 | Cabling Services Sign Off | 0
| Total Invoice Calculation (Excluding VAT) | 0
| VAT Calculated @ 15% | 0
| Total Invoice Calculation (Including VAT) | 0
ITEM CATEGORY | PRODUCT DESCRIPTION | UNIT OF MEASURE | QTY | PRODUCT PRICE (ZAR) & CPI | SUB-TOTAL PRICE VAT EXCL. | Milestone Sign Off | Proposed Billing location changed or Additional Info needed
PRELIMINARY AND GENERAL (a) Travel rate per km is fixed as per SARS km rate. (b) Travel distance km provides for round trip (to and from) between Collection point and Installation point
PLANNING AND DESIGN
| OUTDOOR CONTAINER |  |  |  |  | Cable Rack Equipment Delivered
Outdoor Container | Container outdoor 2.4M(L)x 2.4M(W) x 2.5M(H) as per the SAPS Cabling Standards clause 4.2.6.8 | each | 0 | 0 | 0 | Cable Rack Equipment Delivered
Outdoor Container | Container outdoor 3M(L)x 3M(W) x 2.5M(H) as per the SAPS Cabling Standards clause 4.2.6.8 | each | 0 | 0 | 0 | Cable Rack Equipment Delivered
| SAPS STANDARD CABINETS/RACK: |  |  |  |  | Cable Rack Equipment Delivered
SAPS Standard Racks | Standard Rack 47U 600 X 1000 - Complete with: Perforated and lockable Saloon type front and rear doors. Two solid half width saloon type side doors internally lockable. Fitted with Earth Bar, 2 x Light Duty Cable Tray and front mount tray. Universal Plinth with 2 x Base Blanking Plates and a Base Brush Cable Entry and 110 x Cage Nut Kits sets. | each | 0 | 0 | 0 | Cable Rack Equipment Delivered
SAPS Standard Racks | Standard Rack 43U 600 X 1000 - Complete with: Perforated and lockable Saloon type front and rear doors. Two solid half width saloon type side doors internally lockable. Fitted with Earth Bar, 2 x Light Duty Cable Tray and front mount tray. Universal Plinth with 2 x Base Blanking Plates and a Base Brush Cable Entry and 100 x Cage Nut Kits sets. | each | 0 | 0 | 0 | Cable Rack Equipment Delivered
SAPS Standard Racks | Standard Rack 25U x 600mm x 1000mm - Complete with: Perforated and lockable Saloon type front and rear doors. Two solid half width saloon type side doors internally lockable. Fitted with Earth Bar, 2 x Light Duty Cable Tray and front mount tray. Universal Plinth with 2 x Base Blanking Plates and a Base Brush Cable Entry and 80 x Cage Nut Kits sets. | each | 0 | 0 | 0 | Cable Rack Equipment Delivered
SAPS Standard Racks | Standard Rack 15U x 600 x 800 Wall Side mount - Complete with: Lockable front and rear doors. Fitted with Earth Bar, 60 x Cage Nut Kits sets, 2 x Fan Single and 4 x M6 Bolts. | each | 0 | 0 | 0 | Cable Rack Equipment Delivered
SAPS Standard Racks | Standard Rack 12U x 600 x 800 Wall Side mount - Complete with: Lockable front and rear doors. Fitted with Earth Bar, 48 x Cage Nut Kits sets, 2 x Fan Single and 4 x M6 Bolts. | each | 0 | 0 | 0 | Cable Rack Equipment Delivered
SAPS Standard Racks | Standard Rack 10U x 600 x 800 Wall Side mount - Complete with: Lockable front and rear doors. Fitted with Earth Bar, 48 x Cage Nut Kits sets, 2 x Fan Single and 4 x M6 Bolts. | each | 0 | 0 | 0 | Cable Rack Equipment Delivered
SAPS Standard Racks | Panel Brush extended 2 Rings 1U | each | 0 | 0 | 0 | Cable Rack Equipment Delivered
SAPS Standard Racks | Slack Rack 43 u 300mm x 1000mm | each | 0 | 0 | 0 | Cable Rack Equipment Delivered
SAPS Standard Racks | Slack Rack 43 u 150mm x 1000mm | each | 0 | 0 | 0 | Cable Rack Equipment Delivered
| Electrical: |  |  |  |  | Cabling Installation, Including Electrical COC
Electrical | Electrical outlet 32Amp complete to Core / Distribution Cabinet terminated into female switched 3 PIN (Hubbell) connector including 32 Amp circuit breaker (SANS code or NEMA code?) | p/point | 0 | 0 | 0 | Cabling Installation, Including Electrical COC
Electrical | Electrical outlet 16Amp complete 15U/12U Distribution Cabinet terminated into female switched 3 PIN hubble connector including 20 Amp circuit breaker | p/point | 0 | 0 | 0 | Cabling Installation, Including Electrical COC
Electrical | Electrical outlets 16a complete with Surfix cable and plug assembly, normal white, for mounting in Metal Skirting including insert, cover plate and labelling. A maximum of 100 meters of Surfix cable is allowed per 5 electrical points. | p/point | 0 | 0 | 0 | Cabling Installation, Including Electrical COC
Electrical | Electrical outlet 16a complete with Surfix cable and plug assembly, dedicated red, for mounting in Metal Skirting including insert, cover plate and labelling. A maximum of 100 meters of Surfix cable is allowed per 5 electrical points. | p/point | 0 | 0 | 0 | Cabling Installation, Including Electrical COC
Electrical | Circuit Breaker 10 Amp, 6KA | each | 0 | 0 | 0 | Cabling Installation, Including Electrical COC
Electrical | Circuit Breaker 20 Amp, 6KA | each | 0 | 0 | 0 | Cabling Installation, Including Electrical COC
Electrical | Circuit Breaker 32 Amp, 6KA | each | 0 | 0 | 0 | Cabling Installation, Including Electrical COC
Electrical | Circuit Breaker 63 Amp Double Pole , 6KA | each | 0 | 0 | 0 | Cabling Installation, Including Electrical COC
Electrical | Circuit Breaker 100 Amp 3-Phase, 6KA | each | 0 | 0 | 0 | Cabling Installation, Including Electrical COC
Electrical | Compression GLAND Size 0 PVC black – Electrical | each | 0 | 0 | 0 | Cabling Installation, Including Electrical COC
Electrical | Compression GLAND Size 1 pvc black - Electrical | each | 0 | 0 | 0 | Cabling Installation, Including Electrical COC
Electrical | Compression GLAND Size 2 pvc black – Electrical | each | 0 | 0 | 0 | Cabling Installation, Including Electrical COC
Electrical | DB Blank cover | each | 0 | 0 | 0 | Cabling Installation, Including Electrical COC
Electrical | Distribution Board, Surface Mountable, Red Color,8 Way mounted | each | 0 | 0 | 0 | Cabling Installation, Including Electrical COC
Electrical | Distribution Board, Surface Mountable, Red Color,12 Way mounted | each | 0 | 0 | 0 | Cabling Installation, Including Electrical COC
Electrical | Distribution Board, Surface Mountable, Red Color,16 Way mounted | each | 0 | 0 | 0 | Cabling Installation, Including Electrical COC
Electrical | Distribution Board, Surface Mountable, Red Color,24 Way mounted | each | 0 | 0 | 0 | Cabling Installation, Including Electrical COC
Electrical | Distribution Board, Surface Mountable, White and Red Color,8 Way mounted | each | 0 | 0 | 0 | Cabling Installation, Including Electrical COC
Electrical | Distribution Board, Surface Mountable, White and Red Color,12 Way mounted | each | 0 | 0 | 0 | Cabling Installation, Including Electrical COC
Electrical | Distribution Board, Surface Mountable, White and Red Color,16 Way mounted | each | 0 | 0 | 0 | Cabling Installation, Including Electrical COC
Electrical | Distribution Board, Surface Mountable, White and Red Color,24 Way mounted | each | 0 | 0 | 0 | Cabling Installation, Including Electrical COC
Electrical | Distribution Board, Surface Mountable, White Color,8 Way mounted | each | 0 | 0 | 0 | Cabling Installation, Including Electrical COC
Electrical | Distribution Board, Surface Mountable, White Color,12 Way mounted | each | 0 | 0 | 0 | Cabling Installation, Including Electrical COC
Electrical | Distribution Board, Surface Mountable, White Color,16 Way mounted | each | 0 | 0 | 0 | Cabling Installation, Including Electrical COC
Electrical | Distribution Board, Surface Mountable, White Color,24 Way mounted | each | 0 | 0 | 0 | Cabling Installation, Including Electrical COC
Electrical | Distribution Board Type IP65 Double Door, WxHxD - 1200(400+800)x900x200mm, 69-Way including Bus Bars, Preconfigured to accommodate 100A 3 phase 6KA Circuit Breaker | each | 0 | 0 | 0 | Cabling Installation, Including Electrical COC
Electrical | Earth Leakage 60 Amp | each | 0 | 0 | 0 | Cabling Installation, Including Electrical COC
Electrical | Earth Leakage 80 Amp | each | 0 | 0 | 0 | Cabling Installation, Including Electrical COC
Electrical | Earth Rods (1.5m) | each | 0 | 0 | 0 | Cabling Installation, Including Electrical COC
Electrical | Hubble Plug 32 Amp female switched Plug 3 PIN ( SA Standard or EU Standard or US Standard?) | each | 0 | 0 | 0 | Cabling Installation, Including Electrical COC
Electrical | Hubbell Plug 32 Amp Male Plug 3 PIN | each | 0 | 0 | 0 | Cabling Installation, Including Electrical COC
Electrical | Hubbell Plug 16 Amp female switched Plug 3 PIN | each | 0 | 0 | 0 | Cabling Installation, Including Electrical COC
Electrical | Hubbell Plug 16 Amp Male Plug 3 PIN | each | 0 | 0 | 0 | Cabling Installation, Including Electrical COC
Electrical | Isolator 60a new DB (single phase) | each | 0 | 0 | 0 | Cabling Installation, Including Electrical COC
Electrical | Isolator 80a new DB (single phase) | each | 0 | 0 | 0 | Cabling Installation, Including Electrical COC
Electrical | MCB Copper Bridge Bar in DB | each | 0 | 0 | 0 | Cabling Installation, Including Electrical COC
Electrical | Size 0 cable gland and shroud per cable termination SWA type | each | 0 | 0 | 0 | Cabling Installation, Including Electrical COC
Electrical | Size 1 cable gland and shroud per cable termination SWA type | each | 0 | 0 | 0 | Cabling Installation, Including Electrical COC
Electrical | Size 2 cable gland and shroud per cable termination SWA type | each | 0 | 0 | 0 | Cabling Installation, Including Electrical COC
Electrical | Steel Wire Armoured Cable 4 sq mm 3Core | p/m | 0 | 0 | 0 | Cabling Installation, Including Electrical COC
Electrical | Steel Wire Armoured Cable 6 sq mm 3Core | p/m | 0 | 0 | 0 | Cabling Installation, Including Electrical COC
Electrical | Steel Wire Armoured Cable 16 sq mm 3-Core | p/m | 0 | 0 | 0 | Cabling Installation, Including Electrical COC
Electrical | Steel Wire Armoured Cable 25 sq mm 4 core with 16 sq mm BCE Earth Wire | p/m | 0 | 0 | 0 | Cabling Installation, Including Electrical COC
Electrical | Wire, Electrical , Earth wire green and yellow, 2.5 sq mm | p/m | 0 | 0 | 0 | Cabling Installation, Including Electrical COC
Electrical | Wire, Electrical , Earth wire green and yellow, 4 sq mm | p/m | 0 | 0 | 0 | Cabling Installation, Including Electrical COC
Electrical | Wire, Electrical , Earth wire green and yellow, 6 sq mm | p/m | 0 | 0 | 0 | Cabling Installation, Including Electrical COC
Electrical | Wire, Electrical, Earth green and yellow, 10 sq mm | p/m | 0 | 0 | 0 | Cabling Installation, Including Electrical COC
Electrical | Wire, Electrical, Earth green and yellow, 16 sq mm | p/m | 0 | 0 | 0 | Cabling Installation, Including Electrical COC
Electrical | Cable Surfix 2.5 sq mm 2 core + Earth | p/m | 0 | 0 | 0 | Cabling Installation, Including Electrical COC
Electrical | Cable Surfix 4 sq mm 2 core + Earth | p/m | 0 | 0 | 0 | Cabling Installation, Including Electrical COC
Electrical | Cable Surfix 6 sq mm 2 core + Earth (Longer Distance) | p/m | 0 | 0 | 0 | Cabling Installation, Including Electrical COC
Electrical | Wire, Electrical ,2.5 sq mm black | p/m | 0 | 0 | 0 | Cabling Installation, Including Electrical COC
Electrical | Wire, Electrical, 4 sq mm black | p/m | 0 | 0 | 0 | Cabling Installation, Including Electrical COC
Electrical | Wire, Electrical, 6 sq mm black | p/m | 0 | 0 | 0 | Cabling Installation, Including Electrical COC
Electrical | Wire, Electrical, 10 sq mm black | p/m | 0 | 0 | 0 | Cabling Installation, Including Electrical COC
Electrical | Wire, Electrical ,2.5 mm Red p/m | p/m | 0 | 0 | 0 | Cabling Installation, Including Electrical COC
Electrical | Wire, Electrical, 4mm Red p/m | p/m | 0 | 0 | 0 | Cabling Installation, Including Electrical COC
Electrical | Wire, Electrical, 6mm Red p/m | p/m | 0 | 0 | 0 | Cabling Installation, Including Electrical COC
Electrical | Wire, Electrical, 10 mm Red p/m | p/m | 0 | 0 | 0 | Cabling Installation, Including Electrical COC
Electrical | Braided earth strap | each | 0 | 0 | 0 | Cabling Installation, Including Electrical COC
Electrical | Bare Copper Earth, 2.5 sq mm | p/m | 0 | 0 | 0 | Cabling Installation, Including Electrical COC
Electrical | Earth Impedence Test ( Outdoor Enclosure) | each | 0 | 0 | 0 | Cabling Installation, Including Electrical COC
Electrical | Warning Labels for DB | each | 0 | 0 | 0 | Cabling Installation, Including Electrical COC
Electrical | Connection between Building and Backup Electrical generator (including Switch Gear, Fail-over equipment, main eletrical feed, and Diesel generator monitoring) | each | 0 | 0 | 0 | Cabling Installation, Including Electrical COC
Services | COC - Electrical Certification - (per DB) | each | 0 | 0 | 0 | Cabling Installation, Including Electrical COC
| UPS |  |  |  |  | Cable Rack Equipment Delivered
UPS | 5KVA UPS Rackmount 0.9 output power factor, Full On Line Double Conversion true topology with pure sine-wave output, Automatic bypass and power factor correction, Hot swappable batteries, Serial interface Card, Management Shutdown Software included and extended Battery capability. With 3 Year warranty including standard batteries. | each | 0 | 0 | 0 | Cable Rack Equipment Delivered
UPS | 5KVA UPS Rackmount 0.9 output power factor, Full On Line Double Conversion true topology with pure sine-wave output, Automatic bypass and power factor correction, Hot swappable batteries, Serial interface Card, Management Shutdown Software included and extended Battery capability. With 3 Year warranty including lithium-ion batteries. | each | 0 | 0 | 0 | Cable Rack Equipment Delivered
UPS | 2KVA UPS Rackmount 0.9 output power factor, Full On Line Double Conversion true topology with pure sine-wave output, Automatic bypass and power factor correction, Hot swappable batteries, Serial interface Card, Management Shutdown Software included and extended Battery capability. With 3 Year warranty including standard batteries | each | 0 | 0 | 0 | Cable Rack Equipment Delivered
UPS | 2KVA UPS Rackmount 0.9 output power factor, Full On Line Double Conversion true topology with pure sine-wave output, Automatic bypass and power factor correction, Hot swappable batteries, Serial interface Card, Management Shutdown Software included and extended Battery capability. With 3 Year warranty including lithium-ion batteries. | each | 0 | 0 | 0 | Cable Rack Equipment Delivered
UPS | 1 KVA UPS with: Rackmount 0.9 output power factor, Full On Line Double Conversion true topology with pure sine-wave output, Automatic bypass and power factor correction, Hot swappable batteries, Serial interface Card, Management Shutdown Software included and extended Battery capability. With 3 Year warranty including Standard batteries. | each | 0 | 0 | 0 | Cable Rack Equipment Delivered
UPS | 1 KVA UPS with: Rackmount 0.9 output power factor, Full On Line Double Conversion true topology with pure sine-wave output, Automatic bypass and power factor correction, Hot swappable batteries, Serial interface Card, Management Shutdown Software included and extended Battery capability. With 3 Year warranty including lithium-ion Battery. |  | 0 | 0 | 0 | Cable Rack Equipment Delivered
UPS | Additional External Battery Pack for 5kva UPS STANDARD | each | 0 | 0 | 0 | Cable Rack Equipment Delivered
UPS | Additional External Battery Pack for 2kva UPS STANDARD | each | 0 | 0 | 0 | Cable Rack Equipment Delivered
UPS | Additional External Battery Pack for 1kva UPS STANDARD | each | 0 | 0 | 0 | Cable Rack Equipment Delivered
UPS | Additional External Battery Pack for 5kva UPS LITHIUM ION | each | 0 | 0 | 0 | Cable Rack Equipment Delivered
UPS | Additional External Battery Pack for 2kva UPS LITHIUM ION | each | 0 | 0 | 0 | Cable Rack Equipment Delivered
UPS | Additional External Battery Pack for 1kva UPS LITHIUM ION | each | 0 | 0 | 0 | Cable Rack Equipment Delivered
| AIR-CONDITIONERS |  |  |  |  | Cable Rack Equipment Delivered
Air-conditioner | Wall Mounted Midwall Split 24000BTU Cooling Air-Conditioner - 3 Year onsite warranty; including preventative maintenance to be performed every 12 months for the 3 year warranty period (pricing is inclusive of travelling and S&T) | each | 0 | 0 | 0 | Cable Rack Equipment Delivered
Air-conditioner | Wall Mounted Midwall Split 18000BTU Cooling Air-Conditioner - 3 Year onsite warranty; including preventative maintenance to be performed every 12 months for the 3 year warranty period (pricing is inclusive of travelling and S&T) | each | 0 | 0 | 0 | Cable Rack Equipment Delivered
Air-conditioner | Wall Mounted Midwall Split 12000BTU Cooling Air-Conditioner - 3 Year onsite warranty; including preventative maintenance to be performed every 12 months for the 3 year warranty period (pricing is inclusive of travelling and S&T) | each | 0 | 0 | 0 | Cable Rack Equipment Delivered
Air-conditioner | Wall Mounted Midwall Split 9000BTU Cooling Air-Conditioner - 3 Year onsite warranty; including preventative maintenance to be performed every 12 months for the 3 year warranty period (pricing is inclusive of travelling and S&T) | each | 0 | 0 | 0 | Cable Rack Equipment Delivered
Air-conditioner | Window Mount non split 9000BTU Cooling Air-Conditioner - 3 Year onsite warranty; including preventative maintenance to be performed every 12 months for the 3 year warranty period (pricing is inclusive of travelling and S&T) | each | 0 | 0 | 0 | Cable Rack Equipment Delivered
Air-conditioner | Window Mount non split 12000BTU Cooling Air-Conditioner - 3 Year onsite warranty; including preventative maintenance to be performed every 12 months for the 3 year warranty period (pricing is inclusive of travelling and S&T) | each | 0 | 0 | 0 | Cable Rack Equipment Delivered
Air-conditioner – add on | Air-Conditioner Auto Switch Over each | each | 0 | 0 | 0 | Cable Rack Equipment Delivered
Air-conditioner – add on | Non-gravity feed water pump | each | 0 | 0 | 0 | Cable Rack Equipment Delivered
Air-conditioner – add on | Flexible airconducting pipe 150mm diameter | each | 0 | 0 | 0 | Cable Rack Equipment Delivered
Air-conditioner – add on | 8 inch extractor fan for heat extraction and core 150mm core drill (if applicable) | each | 0 | 0 | 0 | Cable Rack Equipment Delivered
Air-conditioner | Downblow unit | each | 0 | 0 | 0 | Cable Rack Equipment Delivered
| Environmental Monitoring |  |  |  |  | Cable Rack Equipment Delivered
Environmental monitoring, Electrical distribution, Surge and Lighting protection | 5U Standard Lightening Protection with PDU interface (3 x C19, 8 x C13, 1 X 16A SA 3pin & 2pin plugs for ATA / Telkom NTU's) / Internal Battery Back / Network Connection (SNMP Traps) / Interface via UPS / Power override |  | 0 | 0 | 0 | Cable Rack Equipment Delivered
Environmental monitoring, Electrical distribution, Surge and Lighting protection | 2U Standard Lightening Protection with PDU interface (3 x C19, 4 x C13, 1 X 16A SA 3pin & 2pin plugs for ATA / Telkom NTU's) / Internal Battery Back / Network Connection (SNMP Traps) / Interface via UPS / Power override |  | 0 | 0 | 0 | Cable Rack Equipment Delivered
| COMMISSIONING RACK EQUIPMENT |  |  |  |  | Commission of Rack Equipment
Environmental add-on | Power cord 10 Amp 1,8 m C13 to C14 type for connecting network equipment to the PDU | each | 0 | 0 | 0 | Commission of Rack Equipment
Environmental add-on | Kettle Power cord 10 Amp 1,8 m C13 to C14 type for connecting network equipment to the PDU | each | 0 | 0 | 0 | Commission of Rack Equipment
Environmental add-on | PDU 8 X 10 and 4 X 16 Amp interfaces add on | each | 0 | 0 | 0 | Commission of Rack Equipment
Environmental add-on | PDU 12 X 16 Amp interfaces add on | each | 0 | 0 | 0 | Commission of Rack Equipment
Environmental add-on | PDU 6 X 16 Amp interfaces & 6 x 2-Pin Plug interfaces add on | each | 0 | 0 | 0 | Commission of Rack Equipment
Environmental add-on | X21 extension cable male to female 3m | each | 0 | 0 | 0 | Commission of Rack Equipment
Environmental add-on | PDU 12 X 10 Amp interfaces add on | each | 0 | 0 | 0 | Commission of Rack Equipment
Environmental add-on | PDU 4 X 16 Amp interfaces for NTU add on | each | 0 | 0 | 0 | Commission of Rack Equipment
Environmental add-on | X21 Surge protection module add on | each | 0 | 0 | 0 | Commission of Rack Equipment
Environmental add-on | PDU 6 Way 16Amp 3 x 3-pin and 3 x 2-pin adaptor | each | 0 | 0 | 0 | Commission of Rack Equipment
Outdoor Container | Earth mat for outdoor container | each | 0 | 0 | 0 | Cable Rack Equipment Delivered
Outdoor Container | Earth spike for outdoor container | each | 0 | 0 | 0 | Cable Rack Equipment Delivered
Services | Transport of applicable container (per/km) | p/km | 0 | 0 | 0 | Commission of Rack Equipment
| UTP CABLING [Installation must be SANS 11801 compliant; Including Supply, Inpect, Install, Test and Acceptance certificate, Documentation and associated certificates, e.g. OEM certificate, Travel and Warranty] |  |  |  |  | Cabling Installation, Including Electrical COC
Data Reticulation | Complete UTP Cat 6 Data Point flush mount, labelling & testing. | each /Per meter? | 0 | 0 | 0 | Cabling Installation, Including Electrical COC
Data Reticulation | Complete UTP Cat 5e Data Point flush mount, labelling & testing. | each /Per meter? | 0 | 0 | 0 | Cabling Installation, Including Electrical COC
Data Reticulation | Panel Patch Cat 6 UTP 24 Port 1U RJ45 | each | 0 | 0 | 0
Data Reticulation | Panel Patch Cat 5e UTP 24 Port 1U RJ45 | each | 0 | 0 | 0 | Cabling Installation, Including Electrical COC
Data Reticulation | Panel Blank 1U | each | 0 | 0 | 0 | Cabling Installation, Including Electrical COC
Data Reticulation | UTP Cat6 Patch lead 20cm | each | 0 | 0 | 0 | Cabling Installation, Including Electrical COC
Data Reticulation | UTP Cat5e Patch lead 20cm | each | 0 | 0 | 0 | Cabling Installation, Including Electrical COC
Data Reticulation | UTP Cat6 Patch lead 1m | each | 0 | 0 | 0 | Cabling Installation, Including Electrical COC
Data Reticulation | UTP Cat5e Patch lead 1m | each | 0 | 0 | 0 | Cabling Installation, Including Electrical COC
Data Reticulation | UTP Cat6 Fly lead 3m | each | 0 | 0 | 0 | Cabling Installation, Including Electrical COC
Data Reticulation | UTP Cat5e Fly lead 3m | each | 0 | 0 | 0 | Cabling Installation, Including Electrical COC
Data Reticulation | UTP Cat6 Fly lead 5m | each | 0 | 0 | 0 | Cabling Installation, Including Electrical COC
Data Reticulation | UTP Cat5e Fly lead 5m | each | 0 | 0 | 0 | Cabling Installation, Including Electrical COC
Data Reticulation | UTP Cat6 Fly lead 10m | each | 0 | 0 | 0 | Cabling Installation, Including Electrical COC
Data Reticulation | UTP Cat5e Fly lead 10m | each | 0 | 0 | 0 | Cabling Installation, Including Electrical COC
| FIBRE OPTIC CABLING [Installation must be SANS 11801 comlpliant and include supply, install, test, documentation and certification; also travel and other services |  |  |  |  | Fibre Installation
Fibre | Multimode OM3 1m LC unjacketed pigtail | p/m | 0 | 0 | 0 | Fibre Installation
Fibre | Multimode OM4 1m LC unjacketed pigtail | p/m | 0 | 0 | 0 | Fibre Installation
Fibre | Multimode Aerial fibre | p/m | 0 | 0 | 0 | Fibre Installation
Fibre | Heavy Duty Duct CST (50/125) OM3 Loose Tube / 13.7mm / PE Sheath 4 Fibre | p/m | 0 | 0 | 0 | Fibre Installation
Fibre | HDD Corrugated Steel Tape Armoured (CST) (10/125) Loose Tube / 16.9mm / PE Sheath 8 Fibre | p/m | 0 | 0 | 0 | Fibre Installation
Fibre | Heavy Duty Duct (10/125) Loose Tube / 9.7mm / PE Sheath 4 Fibre | p/m | 0 | 0 | 0 | Fibre Installation
Fibre | Heavy Duty Duct (50/125) OM3 Loose Tube / 9.7mm / PE Sheath 4 Fibre | p/m | 0 | 0 | 0 | Fibre Installation
Fibre | Heavy Duty Duct (50/125) OM3 Loose Tube / 9.7mm / PE Sheath 8 Fibre | p/m | 0 | 0 | 0 | Fibre Installation
Fibre | Heavy Duty Duct (50/125) OM3 Loose Tube /9.7mm / PE Sheath 12 Fibre | p/m | 0 | 0 | 0 | Fibre Installation
Fibre | Short Span Aerial (SSA) (10/125) Loose Tube / 9.4mm / PE Sheath Non-Metallic Self-Supporting (80m Spans) 4 Fibre | p/m | 0 | 0 | 0 | Fibre Installation
Fibre | Short Span Aerial (SSA) (50/125) OM3 Loose Tube / 9.4mm / PE Sheath Non-Metallic Self-Supporting (80m Spans) 4 Fibre | p/m | 0 | 0 | 0 | Fibre Installation
Fibre | Splicing and Splice Protectors 45mm – Clear | Per splice | 0 | 0 | 0 | Fibre Installation
Fibre | Splicing and Splice Protectors 60mm – Clear | Per splice | 0 | 0 | 0 | Fibre Installation
Fibre | Fibre OTDR Testing and labelling | p/core | 0 | 0 | 0 | Fibre Installation
Fibre | Clamp Suspension Fg8 Cable - Catenary Wire | each | 0 | 0 | 0 | Fibre Installation
Fibre | Compression Gland Size 0 pvc black – Fibre | each | 0 | 0 | 0 | Fibre Installation
Fibre | Compression Gland Size 1 pvc black - Fibre | each | 0 | 0 | 0 | Fibre Installation
Fibre | Dead End Clamp Fig 8 Cable - Catenary Wire | each | 0 | 0 | 0 | Fibre Installation
Fibre | THIMBLE DEAD ENDS 9.4mm | each | 0 | 0 | 0 | Fibre Installation
Fibre | THIMBLE DEAD ENDS 7.7mm | each | 0 | 0 | 0 | Fibre Installation
Fibre | S-Hook Single | each | 0 | 0 | 0 | Fibre Installation
Fibre | S-Hook Double | each | 0 | 0 | 0 | Fibre Installation
Fibre | Coastal TANGENT SUPPORT 7.7mm | each | 0 | 0 | 0 | Fibre Installation
Fibre | Coastal TANGENT SUPPORT 9.4mm | each | 0 | 0 | 0 | Fibre Installation
Fibre | Inland TANGENT SUPPORT 7.7mm | each | 0 | 0 | 0 | Fibre Installation
Fibre | Inland TANGENT SUPPORT 9.4mm | each | 0 | 0 | 0 | Fibre Installation
Fibre | Fibre patch cord duplex multimode OM3 1m SC-LC | each | 0 | 0 | 0 | Fibre Installation
Fibre | Fibre patch cord duplex multimode OM3 3m SC-LC | each | 0 | 0 | 0 | Fibre Installation
Fibre | Fibre patch cord duplex multimode OM3 1m ST-LC | each | 0 | 0 | 0 | Fibre Installation
Fibre | Fibre patch cord duplex multimode OM3 3m ST-LC | each | 0 | 0 | 0 | Fibre Installation
Fibre | Fibre patch cord duplex multimode OM3 1m LC-LC | each | 0 | 0 | 0 | Fibre Installation
Fibre | Fibre patch cord duplex multimode OM3 3m LC-LC | each | 0 | 0 | 0 | Fibre Installation
Fibre | Fibre patch cord duplex multimode OM3 1m SC-SC | each | 0 | 0 | 0 | Fibre Installation
Fibre | Fibre patch cord duplex multimode OM3 3m SC-SC | each | 0 | 0 | 0 | Fibre Installation
Fibre | Fibre patch cord duplex single mode 1m ST-LC | each | 0 | 0 | 0 | Fibre Installation
Fibre | Fibre patch cord duplex single mode 3m ST-LC | each | 0 | 0 | 0 | Fibre Installation
Fibre | Fibre patch cord duplex single mode 1m SC-ST | each | 0 | 0 | 0 | Fibre Installation
Fibre | Fibre patch cord duplex single mode 3m SC-ST | each | 0 | 0 | 0 | Fibre Installation
Fibre | Fibre patch cord duplex single mode 1m SC-LC | each | 0 | 0 | 0 | Fibre Installation
Fibre | Fibre patch cord duplex single mode 3m SC-LC | each | 0 | 0 | 0 | Fibre Installation
Fibre | Fibre patch cord duplex multimode 1m ST-ST | each | 0 | 0 | 0 | Fibre Installation
Fibre | Panel Fiber patch SC 24 way | each | 0 | 0 | 0 | Fibre Installation
Fibre | Heat shrink Fibre 6.4mm clear | each | 0 | 0 | 0 | Fibre Installation
Fibre | Multimode SC Midcoupler Duplex | each | 0 | 0 | 0 | Fibre Installation
Fibre | Multimode ST Midcoupler | each | 0 | 0 | 0 | Fibre Installation
Fibre | Multimode LC Midcoupler | each | 0 | 0 | 0 | Fibre Installation
Fibre | Single mode SC Midcoupler Duplex | each | 0 | 0 | 0 | Fibre Installation
Fibre | Single mode ST Midcoupler | each | 0 | 0 | 0 | Fibre Installation
Fibre | Single mode LC Midcoupler | each | 0 | 0 | 0 | Fibre Installation
Fibre | Multimode OM3 1m ST Unjacketed Pigtail | each | 0 | 0 | 0 | Fibre Installation
Fibre | Multimode OM3 1m SC Unjacketed Pigtail | each | 0 | 0 | 0 | Fibre Installation
Fibre | Single mode 1m LC Unjacketed Pigtail | each | 0 | 0 | 0 | Fibre Installation
Fibre | Single mode 1m ST Unjacketed Pigtail | each | 0 | 0 | 0 | Fibre Installation
Fibre | Bandid Strap for Cables 12.7 mm for 30 meters for Aerial Fiber | each | 0 | 0 | 0 | Fibre Installation
Fibre | DOME 4 WAY JOINT | each | 0 | 0 | 0 | Fibre Installation
Fibre | DOME 3 WAY JOINT | each | 0 | 0 | 0 | Fibre Installation
Fibre | DOME 2 WAY JOINT | each | 0 | 0 | 0 | Fibre Installation
Fibre | Splice Tray front plate and box, entry gland, splice cassette, blanks back and front | each | 0 | 0 | 0 | Fibre Installation
Fibre | TERMINATION BOX - J2 | each | 0 | 0 | 0 | Fibre Installation
| Cable ROUTING including Ducts, Trunks, Trays, Poles and fixture material and labour |  |  |  |  | Indoor Routes
Infrastructure | Bosal 50 mm pipe slow bends | each | 0 | 0 | 0 | Indoor Routes
Infrastructure | Bosal Pipe 25mm slow bends | each | 0 | 0 | 0 | Indoor Routes
Infrastructure | Bosal Pipe 50mm (Incl. Hospital Saddles, coupling and 1 anchors) | p/m | 0 | 0 | 0 | Indoor Routes
Infrastructure | Bosal pipe 32 mm slow bends | each | 0 | 0 | 0 | Indoor Routes
Infrastructure | Bosal Pipe 32mm (Incl. Hospital Saddles, coupling and 1 anchor) | p/m | 0 | 0 | 0 | Indoor Routes
Infrastructure | Bosal Pipe 25mm (Incl. Hospital Saddles, coupling and 1 anchor) | p/m | 0 | 0 | 0 | Indoor Routes
Infrastructure | Core drilling 200mm /per hole | p/hole | 0 | 0 | 0 | Indoor Routes
Infrastructure | Core drilling 150mm /per hole (Extractor Fan Only) | p/hole | 0 | 0 | 0 | Indoor Routes
Infrastructure | Core drilling 110mm /per hole | p/hole | 0 | 0 | 0 | Indoor Routes
Infrastructure | Core drilling 50mm / per hole | p/hole | 0 | 0 | 0 | Indoor Routes
Infrastructure | Core drilling 25mm / per hole | p/hole | 0 | 0 | 0 | Indoor Routes
Infrastructure | EGA Trunking 25 x 16 | p/m | 0 | 0 | 0 | Indoor Routes
Infrastructure | 1 Compartment Metal Power Skirting X2.438m Straight C/W 2 Cover & Splices, anchors and washers | each | 0 | 0 | 0 | Indoor Routes
Infrastructure | Metal Power Skirting 1 Compartment Horizontal Tee Piece | each | 0 | 0 | 0 | Indoor Routes
Infrastructure | Metal Power Skirting 1 Compartment End Cap | each | 0 | 0 | 0 | Indoor Routes
Infrastructure | Metal Power Skirting 1 Compartment Verical tee Piece (Flat) | each | 0 | 0 | 0 | Indoor Routes
Infrastructure | Metal Power Skirting 1 Compartment 45 Horizontal Elbow | each | 0 | 0 | 0 | Indoor Routes
Infrastructure | Metal Power Skirting 1 Compartment 90 Vertical Elbow (Flat) | each | 0 | 0 | 0 | Indoor Routes
Infrastructure | Metal Power Skirting 1 Compartment 90 Horizontal Elbow | each | 0 | 0 | 0 | Indoor Routes
Infrastructure | 2 Compartment Metal Power Skirting X2.438m Straight Channel Wire 1 Cover & Splices, anchors and washers | each | 0 | 0 | 0 | Indoor Routes
Infrastructure | 2 Compartment Metal Power Skirting 45' Horizontal Elbow | each | 0 | 0 | 0 | Indoor Routes
Infrastructure | 2 Compartment Metal Power Skirting 90' Horizontal Elbow | each | 0 | 0 | 0 | Indoor Routes
Infrastructure | 2 Compartment Metal Power Skirting 90' Vertical Elbow | each | 0 | 0 | 0 | Indoor Routes
Infrastructure | 2 Compartment Metal Power Skirting Divider Only PG | each | 0 | 0 | 0 | Indoor Routes
Infrastructure | 2 Compartment Metal Power Skirting End Cap | each | 0 | 0 | 0 | Indoor Routes
Infrastructure | 2 Compartment Metal Power Skirting Horizontal Tee Piece | each | 0 | 0 | 0 | Indoor Routes
Infrastructure | 2 Compartment Metal Power Skirting Vertical tee Piece | each | 0 | 0 | 0 | Indoor Routes
Infrastructure | Metal Power Skirting 3 Compartment X2.438m Straight C/W 3 Cover & Splices, anchors and washers | each | 0 | 0 | 0 | Indoor Routes
Infrastructure | Metal Power Skirting 3 Compartment 45 Horizontal Elbow | each | 0 | 0 | 0 | Indoor Routes
Infrastructure | Metal Power Skirting 3 Compartment Horizontal Tee Piece | each | 0 | 0 | 0 | Indoor Routes
Infrastructure | Metal Power Skirting 3 Compartment End Cap | each | 0 | 0 | 0 | Indoor Routes
Infrastructure | Metal Power Skirting 3 Compartment Vertical tee Piece | each | 0 | 0 | 0 | Indoor Routes
Infrastructure | Metal Power Skirting 3 Compartment Divider Only PG | each | 0 | 0 | 0 | Indoor Routes
Infrastructure | Metal Power Skirting 3 Compartment 90 Horizontal Elbow | each | 0 | 0 | 0 | Indoor Routes
Infrastructure | Metal Power Skirting 3 Compartment 90 Vertical Elbow | each | 0 | 0 | 0 | Indoor Routes
Infrastructure | Metal Power Skirting 4 Compartment X2.438m Straight C/W 4 Cover & Splices, anchors and washers | each | 0 | 0 | 0 | Indoor Routes
Infrastructure | Metal Power Skirting 4 Compartment 45 Horizontal Elbow | each | 0 | 0 | 0 | Indoor Routes
Infrastructure | Metal Power Skirting 4 Compartment Divider Only PG | each | 0 | 0 | 0 | Indoor Routes
Infrastructure | Metal Power Skirting 4 Compartment 90 Vertical Elbow | each | 0 | 0 | 0 | Indoor Routes
Infrastructure | Metal Power Skirting 4 Compartment 90 Horizontal Elbow | each | 0 | 0 | 0 | Indoor Routes
Infrastructure | Metal Power Skirting 4 Compartment End Cap | each | 0 | 0 | 0 | Indoor Routes
Infrastructure | Metal Power Skirting 4 Compartment Horizontal Tee Piece | each | 0 | 0 | 0 | Indoor Routes
Infrastructure | Metal Power Skirting 4 Compartment Verical tee Piece | each | 0 | 0 | 0 | Indoor Routes
Infrastructure | Power Pole length all including Core, Cover, Ceiling Flange, Floor location Pad & Jack Assembly 3.5m including pilot hole | each | 0 | 0 | 0 | Indoor Routes
Infrastructure | Power Pole length all including Core, Cover, Ceiling Flange, Floor location Pad & Jack Assembly 4m including hole | each | 0 | 0 | 0 | Indoor Routes
Infrastructure | Power Pole 16A SO; Accessory, Box & Cover kit | each | 0 | 0 | 0 | Indoor Routes
Infrastructure | Power Pole 16A SSO, DED, Accessory, Box & Cover kit | each | 0 | 0 | 0 | Indoor Routes
Infrastructure | Power Pole RJ45 / Data, Accessory, Box & Cover kit | each | 0 | 0 | 0 | Indoor Routes
Infrastructure | Punch Plate Dual including 50X50 collar and 25X50 blank | each | 0 | 0 | 0 | Indoor Routes
Infrastructure | Suspended Wire Mesh Cable Trays 3m Straight 75mm Splice Clamp Set including drop in anchor threaded rod washers hex nuts and clip on support - 10mm | each | 0 | 0 | 0 | Indoor Routes
Infrastructure | Suspended Wire Mesh Cable Trays 3m Straight 75mm Splice Clamp Set including drop in anchor threaded rod washers hex nuts and clip on support - 8mm | each | 0 | 0 | 0 | Indoor Routes
Infrastructure | Wire Mesh Cable Trays INT/EXT BEND 75mm SPLICE CLAMP SET | each | 0 | 0 | 0 | Indoor Routes
Infrastructure | Wire Mesh Cable Trays HQR BEND 75mm SPLICE CLAMP SET | each | 0 | 0 | 0 | Indoor Routes
Infrastructure | Wire mesh 4WAY cross 75MM | each | 0 | 0 | 0 | Indoor Routes
Infrastructure | Suspended Wire Mesh Cable Trays 3m Straight 300mm Splice Clamp Set including drop in anchor threaded rod washers hex nuts and clip on support - 8mm | each | 0 | 0 | 0 | Indoor Routes
Infrastructure | Suspended Wire Mesh Cable Trays 3m Straight 300mm Splice Clamp Set including drop in anchor threaded rod washers hex nuts and clip on support - 10mm | each | 0 | 0 | 0 | Indoor Routes
Infrastructure | Suspended Wire Mesh Cable Trays 3m Straight 150mm Splice Clamp Set including drop in anchor threaded rod washers hex nuts an+A270:B272d clip on support - 8mm | each | 0 | 0 | 0 | Indoor Routes
Infrastructure | Suspended Wire Mesh Cable Trays 3m Straight 150mm Splice Clamp Set including drop in anchor threaded rod washers hex nuts and clip on support - 10mm | each | 0 | 0 | 0 | Indoor Routes
Infrastructure | Suspended Wire Mesh Cable Trays 3m Straight 200mm Splice Clamp Set including drop in anchor threaded rod washers hex nuts and clip on support - 8mm | each | 0 | 0 | 0 | Indoor Routes
Infrastructure | Suspended Wire Mesh Cable Trays 3m Straight 150mm Splice Clamp Set including drop in anchor threaded rod washers hex nuts and clip on support - 10mm | each | 0 | 0 | 0 | Indoor Routes
Infrastructure | Suspended Wire Mesh Cable Trays 3m Straight 150mm Splice Clamp Set including drop in anchor threaded rod washers hex nuts and clip on support - 8mm | each | 0 | 0 | 0 | Indoor Routes
Infrastructure | Wire Mesh Cable Trays INT/EXT BEND 150mm SPLICE CLAMP SET | each | 0 | 0 | 0 | Indoor Routes
Infrastructure | Wire Mesh Cable Trays HQR BEND 150mm SPLICE CLAMP SET | each | 0 | 0 | 0 | Indoor Routes
Infrastructure | Wire mesh 4WAY cross 150MM | each | 0 | 0 | 0 | Indoor Routes
Infrastructure | Suspended Wire Mesh Cable Trays 3m Straight 200 Splice Clamp Set including drop in anchor threaded rod washers hex nuts and clip on support - 10mm | each | 0 | 0 | 0 | Indoor Routes
Infrastructure | Suspended Wire Mesh Cable Trays 3m Straight 200 Splice Clamp Set including drop in anchor threaded rod washers hex nuts and clip on support - 8mm | each | 0 | 0 | 0 | Indoor Routes
Infrastructure | Wire Mesh Cable Trays INT/EXT BEND 200mm SPLICE CLAMP SET | each | 0 | 0 | 0 | Indoor Routes
Infrastructure | Wire Mesh Cable Trays HQR BEND 200mm SPLICE CLAMP SET | each | 0 | 0 | 0 | Indoor Routes
Infrastructure | Wire mesh 4WAY cross 200MM | each | 0 | 0 | 0 | Indoor Routes
Infrastructure | Suspended Wire Mesh Cable Trays 3m Straight 300 Splice Clamp Set including drop in anchor threaded rod washers hex nuts and clip on support - 10mm | each | 0 | 0 | 0 | Indoor Routes
Infrastructure | Wire Mesh Cable Trays INT/EXT BEND 300mm SPLICE CLAMP SET | each | 0 | 0 | 0 | Indoor Routes
Infrastructure | Wire Mesh Cable Trays HQR BEND 300mm SPLICE CLAMP SET | each | 0 | 0 | 0 | Indoor Routes
Infrastructure | Wire mesh 4WAY cross 300MM | each | 0 | 0 | 0 | Indoor Routes
Infrastructure | Rippel Draw Box Large | each | 0 | 0 | 0 | Indoor Routes
Infrastructure | Rippel Draw Box Small | each | 0 | 0 | 0 | Indoor Routes
Infrastructure | CABLE LADDER 300 X 1.6 X 3 | each | 0 | 0 | 0 | Indoor Routes
Infrastructure | CABLE LADDER 400 X 1.6 X 5.8 | each | 0 | 0 | 0 | Indoor Routes
Infrastructure | Termination Box 201D | each | 0 | 0 | 0 | Indoor Routes
Infrastructure | Extensionbox 150mm X 200mm with 2 X 50mm male adaptors, anchors and cover | each | 0 | 0 | 0 | Indoor Routes
Infrastructure | Extensionbox 4x4 Metal with 2 X 32mm male adaptors, anchors and cover | each | 0 | 0 | 0 | Indoor Routes
| CIVIL WORKS |  |  |  |  | Civil Works
Civil works | Bedding - River sand when existing bedding cannot be utilized | p/cm | 0 | 0 | 0 | Civil Works
Civil works | Break into existing manhole | each | 0 | 0 | 0 | Civil Works
Civil works | Building Entry Double Pipe | each | 0 | 0 | 0 | Civil Works
Civil works | Building Entry Sarel box | each | 0 | 0 | 0 | Civil Works
Civil works | Building Entry Single Pipe | each | 0 | 0 | 0 | Civil Works
Civil works | 50mm PVC conduit | p/m | 0 | 0 | 0 | Civil Works
Civil works | Construct concrete Plinth for outdoor container - To fit size of outdoor container 6m (deep) x 3m (w) x 2,5 (h) protruding 100mm above the ground level for outdoor container, according to building regulations | each | 0 | 0 | 0 | Civil Works
Civil works | Construct concrete Plinth for outdoor container - To fit size of outdoor container 3m (deep) x 3m (w) x 2,5 (h) protruding 100mm above the ground level for outdoor container, according to building regulations | each | 0 | 0 | 0 | Civil Works
Civil works | Construct concrete Plinth for outdoor container - To fit size of outdoor container 3m (deep) x 2.4m (w) x 2,5 (h) protruding 100mm obove the ground level for outdoor container, according to building regulations | each | 0 | 0 | 0 | Civil Works
Civil works | Flexi Pipe 110mm including 7mm nylon draw rope | p/m | 0 | 0 | 0 | Civil Works
Civil works | Heavy Duty Round moulded Man-Hole 1200mm X 1200mm Construction & Building Material with Frame and lid including T-labelling ( Dolomites sites ) | each | 0 | 0 | 0 | Civil Works
Civil works | 110 mm Moulded sleeves with 7mm nylon draw rope | each | 0 | 0 | 0 | Civil Works
Civil works | Heavy Duty Round Man-Hole 1200mm X 1200mm Construction & Building Material with Frame and lid including T-labelling | each | 0 | 0 | 0 | Civil Works
Civil works | Heavy Duty square Moulded Man-Hole 800mm X 800mm Construction & Building Material with round frame and lid including T-labelling sealing ( Dolomites sites ) | each | 0 | 0 | 0 | Civil Works
Civil works | 110 mm Moulded sleeves with 7mm nylon draw rope | each | 0 | 0 | 0 | Civil Works
Civil works | Heavy Duty square Man-Hole 800mm X 800mm Construction & Building Material with round frame and lid including T-labelling sealing | each | 0 | 0 | 0 | Civil Works
Civil works | Imported backfill when trenching in rock ground p/cubic metre | p/cm | 0 | 0 | 0 | Civil Works
Civil works | Medium Duty Man-Hole 450mm X 600mm X 68kg Construction & Building Material with frame and lid including T-labelling | each | 0 | 0 | 0 | Civil Works
Civil works | Pole Treated Wooden 10m | each | 0 | 0 | 0 | Civil Works
Civil works | Pole Treated Wooden 6m | each | 0 | 0 | 0 | Civil Works
Civil works | 6m Steel Pipe '114mm x 4mm Installed ( Including 2m Deep Hole en 90 kg Ready mix and transport to site) | each | 0 | 0 | 0 | Civil Works
Civil works | Reinforcing for casting of manhole 800mm x 800mm for heavy vehicle movement | each | 0 | 0 | 0 | Civil Works
Civil works | Reinstatement of Surfaces: Cement p/running metre | p/rm | 0 | 0 | 0 | Civil Works
Civil works | Reinstatement of Surfaces: Gravel or paving or grass p/running metre | p/rm | 0 | 0 | 0 | Civil Works
Civil works | Removal of surfaces road, tar & cement - Cutting | p/rm | 0 | 0 | 0 | Civil Works
Civil works | S Cantilever Brackets Single Standard 850 X 300 | each | 0 | 0 | 0 | Civil Works
Civil works | Cantilever 300mm | each | 0 | 0 | 0 | Civil Works
Civil works | Site Establishment - Site Storage and site office | each | 0 | 0 | 0 | Civil Works
Civil works | Trenching Hard Rock 800(d) X 300(w) p/m including bedding, backfill, padding and compacting including warning and danger tape | p/m | 0 | 0 | 0 | Civil Works
Civil works | Trenching Hard Rock 850 X 450 X p/m including bedding, backfill and compacting including warning and danger tape | p/m | 0 | 0 | 0 | Civil Works
Civil works | Trenching Soft Gravel 850 X 300 X p/m including bedding, backfill and compacting including warning and danger tape | p/m | 0 | 0 | 0 | Civil Works
Civil works | Trenching Soft Gravel 850 X 450 X p/m including bedding, backfill and compacting including warning and danger tape | p/m | 0 | 0 | 0 | Civil Works
Civil works | Trenching Soft Rock 850 X 300 X p/m including bedding, backfill and compacting including warning and danger tape | p/m | 0 | 0 | 0 | Civil Works
Civil works | Trenching Soft Rock 850 X 450 X p/m including bedding, backfill and compacting including warning and danger tape | p/m | 0 | 0 | 0 | Civil Works
Civil works | Door and frame for dry walling with security 2 level lock | each | 0 | 0 | 0 | Civil Works
Civil works | Double Brick Wall Plastered and painted | p/m | 0 | 0 | 0 | Civil Works
Civil works | Dry walling supply and installation painted complete pm2 | p/m2 | 0 | 0 | 0 | Civil Works
Civil works | Flourescent fitting 1.5m double including 2X1,5m Flourescent light, including switch and reticulation | each | 0 | 0 | 0 | Civil Works
Civil works | LED fitting 1.5m double including 2X1,5m LED light, including switch and reticulation | each | 0 | 0 | 0 | Civil Works
Civil works | Anti-Static Floor Tiles | each | 0 | 0 | 0 | Civil Works
Civil works | HDPE Bends 45 / 90 Degree 110mm - Dolomite sites | p/m | 0 | 0 | 0 | Civil Works
Civil works | Stay Guard | each | 0 | 0 | 0 | Civil Works
Civil works | Suspended Ceiling | p/m2 | 0 | 0 | 0 | Civil Works
Civil works | Stays Plate rod and wire | each | 0 | 0 | 0 | Civil Works
Civil works | Butt Welding E Dolomite sites | each | 0 | 0 | 0 | Civil Works
Civil works | SLOTTED SUB SOIL DRAINAGE PIPE 110MM | p/m | 0 | 0 | 0 | Civil Works
Civil works | Single Brick Wall Plastered and painted | p/m2 | 0 | 0 | 0 | Civil Works
| CABLING SERVICES |  |  |  |  | Cabling Services Sign Off
Services | Project co-ordinator PMI CAPM Certified and \ or PRINCE2 Foundation Certified to draft plans, track progress, produce status reports and upload Project Deliverables onto NWChange | p/hour | 0 | 0 | 0 | Cabling Services Sign Off
Services | Visio drawing - Schematic Layout of site - labour (per/hour) | p/hour | 0 | 0 | 0 | Cabling Installation, Including Electrical COC
Services | 'Accomodation - S&T - for cabling Installation (maximum amount R 700.00) | p/night | 0 | 700 | 0 | Cabling Installation, Including Electrical COC
Services | Travel to site for cabling Installation (fees charged as per SLA Terms & conditions) | p/km | 0 | 0 | 0 | Cabling Installation, Including Electrical COC
Services | Clean-up site (Removal of Debris from site) | p/hour | 0 | 0 | 0 | Cabling Installation, Including Electrical COC
| DISMANTLEMENT |  |  |  |  | Dismantlement
Services | Dismantling and recovery of old infrastructure | p/hour | 0 | 0 | 0 | Dismantlement
Services | Travel to site - Dismantling and Recovery of old cabling infrastructure and final site sign-off (fees charged as per SLA Terms & conditions) | p/km | 0 | 0 | 0 | Dismantlement
Services | Accomodation - S&T - Dismantling and Recovery of old cabling infrastructure and final site sign-off (fees charged as per SLA Terms & conditions maximum amount R754.40) | p/night | 0 | 0 | 0 | Dismantlement
Note on B164: Erhard Benade: Is this fly and patch leads for additional Fly and Patch leads because the price per NW point includes fly and patch leads

## Phalaborwa Naboom Str
SAPS Cabling LAN PROJECT - VENDOR QUOTATION
Province | Limpopo
Site Name | Phalaborwa DPCI - 1 Naboom Str
Site ID | 10431
Project ID | 138496
Vendor Name
Date
Milestone No | Milestone Description | Cost Per Milestone
1 | Civils Works | 0
2 | Indoor Routes | 0
3 | Fibre Installation | 0
4 | Cabling Installation, Including Electrical COC | 0
5 | Cable Rack Equipment Delivered | 0
6 | Commission of Rack Equipment | 0
7 | Dismantlement | 0
8 | Cabling Services Sign Off | 0
| Total Invoice Calculation (Excluding VAT) | 0
| VAT Calculated @ 15% | 0
| Total Invoice Calculation (Including VAT) | 0
ITEM CATEGORY | PRODUCT DESCRIPTION | UNIT OF MEASURE | QTY | PRODUCT PRICE (ZAR) & CPI | SUB-TOTAL PRICE VAT EXCL. | Milestone Sign Off | Proposed Billing location changed or Additional Info needed
PRELIMINARY AND GENERAL (a) Travel rate per km is fixed as per SARS km rate. (b) Travel distance km provides for round trip (to and from) between Collection point and Installation point
PLANNING AND DESIGN
| OUTDOOR CONTAINER |  |  |  |  | Cable Rack Equipment Delivered
Outdoor Container | Container outdoor 2.4M(L)x 2.4M(W) x 2.5M(H) as per the SAPS Cabling Standards clause 4.2.6.8 | each | 0 | 0 | 0 | Cable Rack Equipment Delivered
Outdoor Container | Container outdoor 3M(L)x 3M(W) x 2.5M(H) as per the SAPS Cabling Standards clause 4.2.6.8 | each | 0 | 0 | 0 | Cable Rack Equipment Delivered
| SAPS STANDARD CABINETS/RACK: |  |  |  |  | Cable Rack Equipment Delivered
SAPS Standard Racks | Standard Rack 47U 600 X 1000 - Complete with: Perforated and lockable Saloon type front and rear doors. Two solid half width saloon type side doors internally lockable. Fitted with Earth Bar, 2 x Light Duty Cable Tray and front mount tray. Universal Plinth with 2 x Base Blanking Plates and a Base Brush Cable Entry and 110 x Cage Nut Kits sets. | each | 0 | 0 | 0 | Cable Rack Equipment Delivered
SAPS Standard Racks | Standard Rack 43U 600 X 1000 - Complete with: Perforated and lockable Saloon type front and rear doors. Two solid half width saloon type side doors internally lockable. Fitted with Earth Bar, 2 x Light Duty Cable Tray and front mount tray. Universal Plinth with 2 x Base Blanking Plates and a Base Brush Cable Entry and 100 x Cage Nut Kits sets. | each | 0 | 0 | 0 | Cable Rack Equipment Delivered
SAPS Standard Racks | Standard Rack 25U x 600mm x 1000mm - Complete with: Perforated and lockable Saloon type front and rear doors. Two solid half width saloon type side doors internally lockable. Fitted with Earth Bar, 2 x Light Duty Cable Tray and front mount tray. Universal Plinth with 2 x Base Blanking Plates and a Base Brush Cable Entry and 80 x Cage Nut Kits sets. | each | 0 | 0 | 0 | Cable Rack Equipment Delivered
SAPS Standard Racks | Standard Rack 15U x 600 x 800 Wall Side mount - Complete with: Lockable front and rear doors. Fitted with Earth Bar, 60 x Cage Nut Kits sets, 2 x Fan Single and 4 x M6 Bolts. | each | 0 | 0 | 0 | Cable Rack Equipment Delivered
SAPS Standard Racks | Standard Rack 12U x 600 x 800 Wall Side mount - Complete with: Lockable front and rear doors. Fitted with Earth Bar, 48 x Cage Nut Kits sets, 2 x Fan Single and 4 x M6 Bolts. | each | 0 | 0 | 0 | Cable Rack Equipment Delivered
SAPS Standard Racks | Standard Rack 10U x 600 x 800 Wall Side mount - Complete with: Lockable front and rear doors. Fitted with Earth Bar, 48 x Cage Nut Kits sets, 2 x Fan Single and 4 x M6 Bolts. | each | 0 | 0 | 0 | Cable Rack Equipment Delivered
SAPS Standard Racks | Panel Brush extended 2 Rings 1U | each | 0 | 0 | 0 | Cable Rack Equipment Delivered
SAPS Standard Racks | Slack Rack 43 u 300mm x 1000mm | each | 0 | 0 | 0 | Cable Rack Equipment Delivered
SAPS Standard Racks | Slack Rack 43 u 150mm x 1000mm | each | 0 | 0 | 0 | Cable Rack Equipment Delivered
| Electrical: |  |  |  |  | Cabling Installation, Including Electrical COC
Electrical | Electrical outlet 32Amp complete to Core / Distribution Cabinet terminated into female switched 3 PIN (Hubbell) connector including 32 Amp circuit breaker (SANS code or NEMA code?) | p/point | 0 | 0 | 0 | Cabling Installation, Including Electrical COC
Electrical | Electrical outlet 16Amp complete 15U/12U Distribution Cabinet terminated into female switched 3 PIN hubble connector including 20 Amp circuit breaker | p/point | 0 | 0 | 0 | Cabling Installation, Including Electrical COC
Electrical | Electrical outlets 16a complete with Surfix cable and plug assembly, normal white, for mounting in Metal Skirting including insert, cover plate and labelling. A maximum of 100 meters of Surfix cable is allowed per 5 electrical points. | p/point | 0 | 0 | 0 | Cabling Installation, Including Electrical COC
Electrical | Electrical outlet 16a complete with Surfix cable and plug assembly, dedicated red, for mounting in Metal Skirting including insert, cover plate and labelling. A maximum of 100 meters of Surfix cable is allowed per 5 electrical points. | p/point | 0 | 0 | 0 | Cabling Installation, Including Electrical COC
Electrical | Circuit Breaker 10 Amp, 6KA | each | 0 | 0 | 0 | Cabling Installation, Including Electrical COC
Electrical | Circuit Breaker 20 Amp, 6KA | each | 0 | 0 | 0 | Cabling Installation, Including Electrical COC
Electrical | Circuit Breaker 32 Amp, 6KA | each | 0 | 0 | 0 | Cabling Installation, Including Electrical COC
Electrical | Circuit Breaker 63 Amp Double Pole , 6KA | each | 0 | 0 | 0 | Cabling Installation, Including Electrical COC
Electrical | Circuit Breaker 100 Amp 3-Phase, 6KA | each | 0 | 0 | 0 | Cabling Installation, Including Electrical COC
Electrical | Compression GLAND Size 0 PVC black – Electrical | each | 0 | 0 | 0 | Cabling Installation, Including Electrical COC
Electrical | Compression GLAND Size 1 pvc black - Electrical | each | 0 | 0 | 0 | Cabling Installation, Including Electrical COC
Electrical | Compression GLAND Size 2 pvc black – Electrical | each | 0 | 0 | 0 | Cabling Installation, Including Electrical COC
Electrical | DB Blank cover | each | 0 | 0 | 0 | Cabling Installation, Including Electrical COC
Electrical | Distribution Board, Surface Mountable, Red Color,8 Way mounted | each | 0 | 0 | 0 | Cabling Installation, Including Electrical COC
Electrical | Distribution Board, Surface Mountable, Red Color,12 Way mounted | each | 0 | 0 | 0 | Cabling Installation, Including Electrical COC
Electrical | Distribution Board, Surface Mountable, Red Color,16 Way mounted | each | 0 | 0 | 0 | Cabling Installation, Including Electrical COC
Electrical | Distribution Board, Surface Mountable, Red Color,24 Way mounted | each | 0 | 0 | 0 | Cabling Installation, Including Electrical COC
Electrical | Distribution Board, Surface Mountable, White and Red Color,8 Way mounted | each | 0 | 0 | 0 | Cabling Installation, Including Electrical COC
Electrical | Distribution Board, Surface Mountable, White and Red Color,12 Way mounted | each | 0 | 0 | 0 | Cabling Installation, Including Electrical COC
Electrical | Distribution Board, Surface Mountable, White and Red Color,16 Way mounted | each | 0 | 0 | 0 | Cabling Installation, Including Electrical COC
Electrical | Distribution Board, Surface Mountable, White and Red Color,24 Way mounted | each | 0 | 0 | 0 | Cabling Installation, Including Electrical COC
Electrical | Distribution Board, Surface Mountable, White Color,8 Way mounted | each | 0 | 0 | 0 | Cabling Installation, Including Electrical COC
Electrical | Distribution Board, Surface Mountable, White Color,12 Way mounted | each | 0 | 0 | 0 | Cabling Installation, Including Electrical COC
Electrical | Distribution Board, Surface Mountable, White Color,16 Way mounted | each | 0 | 0 | 0 | Cabling Installation, Including Electrical COC
Electrical | Distribution Board, Surface Mountable, White Color,24 Way mounted | each | 0 | 0 | 0 | Cabling Installation, Including Electrical COC
Electrical | Distribution Board Type IP65 Double Door, WxHxD - 1200(400+800)x900x200mm, 69-Way including Bus Bars, Preconfigured to accommodate 100A 3 phase 6KA Circuit Breaker | each | 0 | 0 | 0 | Cabling Installation, Including Electrical COC
Electrical | Earth Leakage 60 Amp | each | 0 | 0 | 0 | Cabling Installation, Including Electrical COC
Electrical | Earth Leakage 80 Amp | each | 0 | 0 | 0 | Cabling Installation, Including Electrical COC
Electrical | Earth Rods (1.5m) | each | 0 | 0 | 0 | Cabling Installation, Including Electrical COC
Electrical | Hubble Plug 32 Amp female switched Plug 3 PIN ( SA Standard or EU Standard or US Standard?) | each | 0 | 0 | 0 | Cabling Installation, Including Electrical COC
Electrical | Hubbell Plug 32 Amp Male Plug 3 PIN | each | 0 | 0 | 0 | Cabling Installation, Including Electrical COC
Electrical | Hubbell Plug 16 Amp female switched Plug 3 PIN | each | 0 | 0 | 0 | Cabling Installation, Including Electrical COC
Electrical | Hubbell Plug 16 Amp Male Plug 3 PIN | each | 0 | 0 | 0 | Cabling Installation, Including Electrical COC
Electrical | Isolator 60a new DB (single phase) | each | 0 | 0 | 0 | Cabling Installation, Including Electrical COC
Electrical | Isolator 80a new DB (single phase) | each | 0 | 0 | 0 | Cabling Installation, Including Electrical COC
Electrical | MCB Copper Bridge Bar in DB | each | 0 | 0 | 0 | Cabling Installation, Including Electrical COC
Electrical | Size 0 cable gland and shroud per cable termination SWA type | each | 0 | 0 | 0 | Cabling Installation, Including Electrical COC
Electrical | Size 1 cable gland and shroud per cable termination SWA type | each | 0 | 0 | 0 | Cabling Installation, Including Electrical COC
Electrical | Size 2 cable gland and shroud per cable termination SWA type | each | 0 | 0 | 0 | Cabling Installation, Including Electrical COC
Electrical | Steel Wire Armoured Cable 4 sq mm 3Core | p/m | 0 | 0 | 0 | Cabling Installation, Including Electrical COC
Electrical | Steel Wire Armoured Cable 6 sq mm 3Core | p/m | 0 | 0 | 0 | Cabling Installation, Including Electrical COC
Electrical | Steel Wire Armoured Cable 16 sq mm 3-Core | p/m | 0 | 0 | 0 | Cabling Installation, Including Electrical COC
Electrical | Steel Wire Armoured Cable 25 sq mm 4 core with 16 sq mm BCE Earth Wire | p/m | 0 | 0 | 0 | Cabling Installation, Including Electrical COC
Electrical | Wire, Electrical , Earth wire green and yellow, 2.5 sq mm | p/m | 0 | 0 | 0 | Cabling Installation, Including Electrical COC
Electrical | Wire, Electrical , Earth wire green and yellow, 4 sq mm | p/m | 0 | 0 | 0 | Cabling Installation, Including Electrical COC
Electrical | Wire, Electrical , Earth wire green and yellow, 6 sq mm | p/m | 0 | 0 | 0 | Cabling Installation, Including Electrical COC
Electrical | Wire, Electrical, Earth green and yellow, 10 sq mm | p/m | 0 | 0 | 0 | Cabling Installation, Including Electrical COC
Electrical | Wire, Electrical, Earth green and yellow, 16 sq mm | p/m | 0 | 0 | 0 | Cabling Installation, Including Electrical COC
Electrical | Cable Surfix 2.5 sq mm 2 core + Earth | p/m | 0 | 0 | 0 | Cabling Installation, Including Electrical COC
Electrical | Cable Surfix 4 sq mm 2 core + Earth | p/m | 0 | 0 | 0 | Cabling Installation, Including Electrical COC
Electrical | Cable Surfix 6 sq mm 2 core + Earth (Longer Distance) | p/m | 0 | 0 | 0 | Cabling Installation, Including Electrical COC
Electrical | Wire, Electrical ,2.5 sq mm black | p/m | 0 | 0 | 0 | Cabling Installation, Including Electrical COC
Electrical | Wire, Electrical, 4 sq mm black | p/m | 0 | 0 | 0 | Cabling Installation, Including Electrical COC
Electrical | Wire, Electrical, 6 sq mm black | p/m | 0 | 0 | 0 | Cabling Installation, Including Electrical COC
Electrical | Wire, Electrical, 10 sq mm black | p/m | 0 | 0 | 0 | Cabling Installation, Including Electrical COC
Electrical | Wire, Electrical ,2.5 mm Red p/m | p/m | 0 | 0 | 0 | Cabling Installation, Including Electrical COC
Electrical | Wire, Electrical, 4mm Red p/m | p/m | 0 | 0 | 0 | Cabling Installation, Including Electrical COC
Electrical | Wire, Electrical, 6mm Red p/m | p/m | 0 | 0 | 0 | Cabling Installation, Including Electrical COC
Electrical | Wire, Electrical, 10 mm Red p/m | p/m | 0 | 0 | 0 | Cabling Installation, Including Electrical COC
Electrical | Braided earth strap | each | 0 | 0 | 0 | Cabling Installation, Including Electrical COC
Electrical | Bare Copper Earth, 2.5 sq mm | p/m | 0 | 0 | 0 | Cabling Installation, Including Electrical COC
Electrical | Earth Impedence Test ( Outdoor Enclosure) | each | 0 | 0 | 0 | Cabling Installation, Including Electrical COC
Electrical | Warning Labels for DB | each | 0 | 0 | 0 | Cabling Installation, Including Electrical COC
Electrical | Connection between Building and Backup Electrical generator (including Switch Gear, Fail-over equipment, main eletrical feed, and Diesel generator monitoring) | each | 0 | 0 | 0 | Cabling Installation, Including Electrical COC
Services | COC - Electrical Certification - (per DB) | each | 0 | 0 | 0 | Cabling Installation, Including Electrical COC
| UPS |  |  |  |  | Cable Rack Equipment Delivered
UPS | 5KVA UPS Rackmount 0.9 output power factor, Full On Line Double Conversion true topology with pure sine-wave output, Automatic bypass and power factor correction, Hot swappable batteries, Serial interface Card, Management Shutdown Software included and extended Battery capability. With 3 Year warranty including standard batteries. | each | 0 | 0 | 0 | Cable Rack Equipment Delivered
UPS | 5KVA UPS Rackmount 0.9 output power factor, Full On Line Double Conversion true topology with pure sine-wave output, Automatic bypass and power factor correction, Hot swappable batteries, Serial interface Card, Management Shutdown Software included and extended Battery capability. With 3 Year warranty including lithium-ion batteries. | each | 0 | 0 | 0 | Cable Rack Equipment Delivered
UPS | 2KVA UPS Rackmount 0.9 output power factor, Full On Line Double Conversion true topology with pure sine-wave output, Automatic bypass and power factor correction, Hot swappable batteries, Serial interface Card, Management Shutdown Software included and extended Battery capability. With 3 Year warranty including standard batteries | each | 0 | 0 | 0 | Cable Rack Equipment Delivered
UPS | 2KVA UPS Rackmount 0.9 output power factor, Full On Line Double Conversion true topology with pure sine-wave output, Automatic bypass and power factor correction, Hot swappable batteries, Serial interface Card, Management Shutdown Software included and extended Battery capability. With 3 Year warranty including lithium-ion batteries. | each | 0 | 0 | 0 | Cable Rack Equipment Delivered
UPS | 1 KVA UPS with: Rackmount 0.9 output power factor, Full On Line Double Conversion true topology with pure sine-wave output, Automatic bypass and power factor correction, Hot swappable batteries, Serial interface Card, Management Shutdown Software included and extended Battery capability. With 3 Year warranty including Standard batteries. | each | 0 | 0 | 0 | Cable Rack Equipment Delivered
UPS | 1 KVA UPS with: Rackmount 0.9 output power factor, Full On Line Double Conversion true topology with pure sine-wave output, Automatic bypass and power factor correction, Hot swappable batteries, Serial interface Card, Management Shutdown Software included and extended Battery capability. With 3 Year warranty including lithium-ion Battery. |  | 0 | 0 | 0 | Cable Rack Equipment Delivered
UPS | Additional External Battery Pack for 5kva UPS STANDARD | each | 0 | 0 | 0 | Cable Rack Equipment Delivered
UPS | Additional External Battery Pack for 2kva UPS STANDARD | each | 0 | 0 | 0 | Cable Rack Equipment Delivered
UPS | Additional External Battery Pack for 1kva UPS STANDARD | each | 0 | 0 | 0 | Cable Rack Equipment Delivered
UPS | Additional External Battery Pack for 5kva UPS LITHIUM ION | each | 0 | 0 | 0 | Cable Rack Equipment Delivered
UPS | Additional External Battery Pack for 2kva UPS LITHIUM ION | each | 0 | 0 | 0 | Cable Rack Equipment Delivered
UPS | Additional External Battery Pack for 1kva UPS LITHIUM ION | each | 0 | 0 | 0 | Cable Rack Equipment Delivered
| AIR-CONDITIONERS |  |  |  |  | Cable Rack Equipment Delivered
Air-conditioner | Wall Mounted Midwall Split 24000BTU Cooling Air-Conditioner - 3 Year onsite warranty; including preventative maintenance to be performed every 12 months for the 3 year warranty period (pricing is inclusive of travelling and S&T) | each | 0 | 0 | 0 | Cable Rack Equipment Delivered
Air-conditioner | Wall Mounted Midwall Split 18000BTU Cooling Air-Conditioner - 3 Year onsite warranty; including preventative maintenance to be performed every 12 months for the 3 year warranty period (pricing is inclusive of travelling and S&T) | each | 0 | 0 | 0 | Cable Rack Equipment Delivered
Air-conditioner | Wall Mounted Midwall Split 12000BTU Cooling Air-Conditioner - 3 Year onsite warranty; including preventative maintenance to be performed every 12 months for the 3 year warranty period (pricing is inclusive of travelling and S&T) | each | 0 | 0 | 0 | Cable Rack Equipment Delivered
Air-conditioner | Wall Mounted Midwall Split 9000BTU Cooling Air-Conditioner - 3 Year onsite warranty; including preventative maintenance to be performed every 12 months for the 3 year warranty period (pricing is inclusive of travelling and S&T) | each | 0 | 0 | 0 | Cable Rack Equipment Delivered
Air-conditioner | Window Mount non split 9000BTU Cooling Air-Conditioner - 3 Year onsite warranty; including preventative maintenance to be performed every 12 months for the 3 year warranty period (pricing is inclusive of travelling and S&T) | each | 0 | 0 | 0 | Cable Rack Equipment Delivered
Air-conditioner | Window Mount non split 12000BTU Cooling Air-Conditioner - 3 Year onsite warranty; including preventative maintenance to be performed every 12 months for the 3 year warranty period (pricing is inclusive of travelling and S&T) | each | 0 | 0 | 0 | Cable Rack Equipment Delivered
Air-conditioner – add on | Air-Conditioner Auto Switch Over each | each | 0 | 0 | 0 | Cable Rack Equipment Delivered
Air-conditioner – add on | Non-gravity feed water pump | each | 0 | 0 | 0 | Cable Rack Equipment Delivered
Air-conditioner – add on | Flexible airconducting pipe 150mm diameter | each | 0 | 0 | 0 | Cable Rack Equipment Delivered
Air-conditioner – add on | 8 inch extractor fan for heat extraction and core 150mm core drill (if applicable) | each | 0 | 0 | 0 | Cable Rack Equipment Delivered
Air-conditioner | Downblow unit | each | 0 | 0 | 0 | Cable Rack Equipment Delivered
| Environmental Monitoring |  |  |  |  | Cable Rack Equipment Delivered
Environmental monitoring, Electrical distribution, Surge and Lighting protection | 5U Standard Lightening Protection with PDU interface (3 x C19, 8 x C13, 1 X 16A SA 3pin & 2pin plugs for ATA / Telkom NTU's) / Internal Battery Back / Network Connection (SNMP Traps) / Interface via UPS / Power override |  | 0 | 0 | 0 | Cable Rack Equipment Delivered
Environmental monitoring, Electrical distribution, Surge and Lighting protection | 2U Standard Lightening Protection with PDU interface (3 x C19, 4 x C13, 1 X 16A SA 3pin & 2pin plugs for ATA / Telkom NTU's) / Internal Battery Back / Network Connection (SNMP Traps) / Interface via UPS / Power override |  | 0 | 0 | 0 | Cable Rack Equipment Delivered
| COMMISSIONING RACK EQUIPMENT |  |  |  |  | Commission of Rack Equipment
Environmental add-on | Power cord 10 Amp 1,8 m C13 to C14 type for connecting network equipment to the PDU | each | 0 | 0 | 0 | Commission of Rack Equipment
Environmental add-on | Kettle Power cord 10 Amp 1,8 m C13 to C14 type for connecting network equipment to the PDU | each | 0 | 0 | 0 | Commission of Rack Equipment
Environmental add-on | PDU 8 X 10 and 4 X 16 Amp interfaces add on | each | 0 | 0 | 0 | Commission of Rack Equipment
Environmental add-on | PDU 12 X 16 Amp interfaces add on | each | 0 | 0 | 0 | Commission of Rack Equipment
Environmental add-on | PDU 6 X 16 Amp interfaces & 6 x 2-Pin Plug interfaces add on | each | 0 | 0 | 0 | Commission of Rack Equipment
Environmental add-on | X21 extension cable male to female 3m | each | 0 | 0 | 0 | Commission of Rack Equipment
Environmental add-on | PDU 12 X 10 Amp interfaces add on | each | 0 | 0 | 0 | Commission of Rack Equipment
Environmental add-on | PDU 4 X 16 Amp interfaces for NTU add on | each | 0 | 0 | 0 | Commission of Rack Equipment
Environmental add-on | X21 Surge protection module add on | each | 0 | 0 | 0 | Commission of Rack Equipment
Environmental add-on | PDU 6 Way 16Amp 3 x 3-pin and 3 x 2-pin adaptor | each | 0 | 0 | 0 | Commission of Rack Equipment
Outdoor Container | Earth mat for outdoor container | each | 0 | 0 | 0 | Cable Rack Equipment Delivered
Outdoor Container | Earth spike for outdoor container | each | 0 | 0 | 0 | Cable Rack Equipment Delivered
Services | Transport of applicable container (per/km) | p/km | 0 | 0 | 0 | Commission of Rack Equipment
| UTP CABLING [Installation must be SANS 11801 compliant; Including Supply, Inpect, Install, Test and Acceptance certificate, Documentation and associated certificates, e.g. OEM certificate, Travel and Warranty] |  |  |  |  | Cabling Installation, Including Electrical COC
Data Reticulation | Complete UTP Cat 6 Data Point flush mount, labelling & testing. | each /Per meter? | 0 | 0 | 0 | Cabling Installation, Including Electrical COC
Data Reticulation | Complete UTP Cat 5e Data Point flush mount, labelling & testing. | each /Per meter? | 0 | 0 | 0 | Cabling Installation, Including Electrical COC
Data Reticulation | Panel Patch Cat 6 UTP 24 Port 1U RJ45 | each | 0 | 0 | 0
Data Reticulation | Panel Patch Cat 5e UTP 24 Port 1U RJ45 | each | 0 | 0 | 0 | Cabling Installation, Including Electrical COC
Data Reticulation | Panel Blank 1U | each | 0 | 0 | 0 | Cabling Installation, Including Electrical COC
Data Reticulation | UTP Cat6 Patch lead 20cm | each | 0 | 0 | 0 | Cabling Installation, Including Electrical COC
Data Reticulation | UTP Cat5e Patch lead 20cm | each | 0 | 0 | 0 | Cabling Installation, Including Electrical COC
Data Reticulation | UTP Cat6 Patch lead 1m | each | 0 | 0 | 0 | Cabling Installation, Including Electrical COC
Data Reticulation | UTP Cat5e Patch lead 1m | each | 0 | 0 | 0 | Cabling Installation, Including Electrical COC
Data Reticulation | UTP Cat6 Fly lead 3m | each | 0 | 0 | 0 | Cabling Installation, Including Electrical COC
Data Reticulation | UTP Cat5e Fly lead 3m | each | 0 | 0 | 0 | Cabling Installation, Including Electrical COC
Data Reticulation | UTP Cat6 Fly lead 5m | each | 0 | 0 | 0 | Cabling Installation, Including Electrical COC
Data Reticulation | UTP Cat5e Fly lead 5m | each | 0 | 0 | 0 | Cabling Installation, Including Electrical COC
Data Reticulation | UTP Cat6 Fly lead 10m | each | 0 | 0 | 0 | Cabling Installation, Including Electrical COC
Data Reticulation | UTP Cat5e Fly lead 10m | each | 0 | 0 | 0 | Cabling Installation, Including Electrical COC
| FIBRE OPTIC CABLING [Installation must be SANS 11801 comlpliant and include supply, install, test, documentation and certification; also travel and other services |  |  |  |  | Fibre Installation
Fibre | Multimode OM3 1m LC unjacketed pigtail | p/m | 0 | 0 | 0 | Fibre Installation
Fibre | Multimode OM4 1m LC unjacketed pigtail | p/m | 0 | 0 | 0 | Fibre Installation
Fibre | Multimode Aerial fibre | p/m | 0 | 0 | 0 | Fibre Installation
Fibre | Heavy Duty Duct CST (50/125) OM3 Loose Tube / 13.7mm / PE Sheath 4 Fibre | p/m | 0 | 0 | 0 | Fibre Installation
Fibre | HDD Corrugated Steel Tape Armoured (CST) (10/125) Loose Tube / 16.9mm / PE Sheath 8 Fibre | p/m | 0 | 0 | 0 | Fibre Installation
Fibre | Heavy Duty Duct (10/125) Loose Tube / 9.7mm / PE Sheath 4 Fibre | p/m | 0 | 0 | 0 | Fibre Installation
Fibre | Heavy Duty Duct (50/125) OM3 Loose Tube / 9.7mm / PE Sheath 4 Fibre | p/m | 0 | 0 | 0 | Fibre Installation
Fibre | Heavy Duty Duct (50/125) OM3 Loose Tube / 9.7mm / PE Sheath 8 Fibre | p/m | 0 | 0 | 0 | Fibre Installation
Fibre | Heavy Duty Duct (50/125) OM3 Loose Tube /9.7mm / PE Sheath 12 Fibre | p/m | 0 | 0 | 0 | Fibre Installation
Fibre | Short Span Aerial (SSA) (10/125) Loose Tube / 9.4mm / PE Sheath Non-Metallic Self-Supporting (80m Spans) 4 Fibre | p/m | 0 | 0 | 0 | Fibre Installation
Fibre | Short Span Aerial (SSA) (50/125) OM3 Loose Tube / 9.4mm / PE Sheath Non-Metallic Self-Supporting (80m Spans) 4 Fibre | p/m | 0 | 0 | 0 | Fibre Installation
Fibre | Splicing and Splice Protectors 45mm – Clear | Per splice | 0 | 0 | 0 | Fibre Installation
Fibre | Splicing and Splice Protectors 60mm – Clear | Per splice | 0 | 0 | 0 | Fibre Installation
Fibre | Fibre OTDR Testing and labelling | p/core | 0 | 0 | 0 | Fibre Installation
Fibre | Clamp Suspension Fg8 Cable - Catenary Wire | each | 0 | 0 | 0 | Fibre Installation
Fibre | Compression Gland Size 0 pvc black – Fibre | each | 0 | 0 | 0 | Fibre Installation
Fibre | Compression Gland Size 1 pvc black - Fibre | each | 0 | 0 | 0 | Fibre Installation
Fibre | Dead End Clamp Fig 8 Cable - Catenary Wire | each | 0 | 0 | 0 | Fibre Installation
Fibre | THIMBLE DEAD ENDS 9.4mm | each | 0 | 0 | 0 | Fibre Installation
Fibre | THIMBLE DEAD ENDS 7.7mm | each | 0 | 0 | 0 | Fibre Installation
Fibre | S-Hook Single | each | 0 | 0 | 0 | Fibre Installation
Fibre | S-Hook Double | each | 0 | 0 | 0 | Fibre Installation
Fibre | Coastal TANGENT SUPPORT 7.7mm | each | 0 | 0 | 0 | Fibre Installation
Fibre | Coastal TANGENT SUPPORT 9.4mm | each | 0 | 0 | 0 | Fibre Installation
Fibre | Inland TANGENT SUPPORT 7.7mm | each | 0 | 0 | 0 | Fibre Installation
Fibre | Inland TANGENT SUPPORT 9.4mm | each | 0 | 0 | 0 | Fibre Installation
Fibre | Fibre patch cord duplex multimode OM3 1m SC-LC | each | 0 | 0 | 0 | Fibre Installation
Fibre | Fibre patch cord duplex multimode OM3 3m SC-LC | each | 0 | 0 | 0 | Fibre Installation
Fibre | Fibre patch cord duplex multimode OM3 1m ST-LC | each | 0 | 0 | 0 | Fibre Installation
Fibre | Fibre patch cord duplex multimode OM3 3m ST-LC | each | 0 | 0 | 0 | Fibre Installation
Fibre | Fibre patch cord duplex multimode OM3 1m LC-LC | each | 0 | 0 | 0 | Fibre Installation
Fibre | Fibre patch cord duplex multimode OM3 3m LC-LC | each | 0 | 0 | 0 | Fibre Installation
Fibre | Fibre patch cord duplex multimode OM3 1m SC-SC | each | 0 | 0 | 0 | Fibre Installation
Fibre | Fibre patch cord duplex multimode OM3 3m SC-SC | each | 0 | 0 | 0 | Fibre Installation
Fibre | Fibre patch cord duplex single mode 1m ST-LC | each | 0 | 0 | 0 | Fibre Installation
Fibre | Fibre patch cord duplex single mode 3m ST-LC | each | 0 | 0 | 0 | Fibre Installation
Fibre | Fibre patch cord duplex single mode 1m SC-ST | each | 0 | 0 | 0 | Fibre Installation
Fibre | Fibre patch cord duplex single mode 3m SC-ST | each | 0 | 0 | 0 | Fibre Installation
Fibre | Fibre patch cord duplex single mode 1m SC-LC | each | 0 | 0 | 0 | Fibre Installation
Fibre | Fibre patch cord duplex single mode 3m SC-LC | each | 0 | 0 | 0 | Fibre Installation
Fibre | Fibre patch cord duplex multimode 1m ST-ST | each | 0 | 0 | 0 | Fibre Installation
Fibre | Panel Fiber patch SC 24 way | each | 0 | 0 | 0 | Fibre Installation
Fibre | Heat shrink Fibre 6.4mm clear | each | 0 | 0 | 0 | Fibre Installation
Fibre | Multimode SC Midcoupler Duplex | each | 0 | 0 | 0 | Fibre Installation
Fibre | Multimode ST Midcoupler | each | 0 | 0 | 0 | Fibre Installation
Fibre | Multimode LC Midcoupler | each | 0 | 0 | 0 | Fibre Installation
Fibre | Single mode SC Midcoupler Duplex | each | 0 | 0 | 0 | Fibre Installation
Fibre | Single mode ST Midcoupler | each | 0 | 0 | 0 | Fibre Installation
Fibre | Single mode LC Midcoupler | each | 0 | 0 | 0 | Fibre Installation
Fibre | Multimode OM3 1m ST Unjacketed Pigtail | each | 0 | 0 | 0 | Fibre Installation
Fibre | Multimode OM3 1m SC Unjacketed Pigtail | each | 0 | 0 | 0 | Fibre Installation
Fibre | Single mode 1m LC Unjacketed Pigtail | each | 0 | 0 | 0 | Fibre Installation
Fibre | Single mode 1m ST Unjacketed Pigtail | each | 0 | 0 | 0 | Fibre Installation
Fibre | Bandid Strap for Cables 12.7 mm for 30 meters for Aerial Fiber | each | 0 | 0 | 0 | Fibre Installation
Fibre | DOME 4 WAY JOINT | each | 0 | 0 | 0 | Fibre Installation
Fibre | DOME 3 WAY JOINT | each | 0 | 0 | 0 | Fibre Installation
Fibre | DOME 2 WAY JOINT | each | 0 | 0 | 0 | Fibre Installation
Fibre | Splice Tray front plate and box, entry gland, splice cassette, blanks back and front | each | 0 | 0 | 0 | Fibre Installation
Fibre | TERMINATION BOX - J2 | each | 0 | 0 | 0 | Fibre Installation
| Cable ROUTING including Ducts, Trunks, Trays, Poles and fixture material and labour |  |  |  |  | Indoor Routes
Infrastructure | Bosal 50 mm pipe slow bends | each | 0 | 0 | 0 | Indoor Routes
Infrastructure | Bosal Pipe 25mm slow bends | each | 0 | 0 | 0 | Indoor Routes
Infrastructure | Bosal Pipe 50mm (Incl. Hospital Saddles, coupling and 1 anchors) | p/m | 0 | 0 | 0 | Indoor Routes
Infrastructure | Bosal pipe 32 mm slow bends | each | 0 | 0 | 0 | Indoor Routes
Infrastructure | Bosal Pipe 32mm (Incl. Hospital Saddles, coupling and 1 anchor) | p/m | 0 | 0 | 0 | Indoor Routes
Infrastructure | Bosal Pipe 25mm (Incl. Hospital Saddles, coupling and 1 anchor) | p/m | 0 | 0 | 0 | Indoor Routes
Infrastructure | Core drilling 200mm /per hole | p/hole | 0 | 0 | 0 | Indoor Routes
Infrastructure | Core drilling 150mm /per hole (Extractor Fan Only) | p/hole | 0 | 0 | 0 | Indoor Routes
Infrastructure | Core drilling 110mm /per hole | p/hole | 0 | 0 | 0 | Indoor Routes
Infrastructure | Core drilling 50mm / per hole | p/hole | 0 | 0 | 0 | Indoor Routes
Infrastructure | Core drilling 25mm / per hole | p/hole | 0 | 0 | 0 | Indoor Routes
Infrastructure | EGA Trunking 25 x 16 | p/m | 0 | 0 | 0 | Indoor Routes
Infrastructure | 1 Compartment Metal Power Skirting X2.438m Straight C/W 2 Cover & Splices, anchors and washers | each | 0 | 0 | 0 | Indoor Routes
Infrastructure | Metal Power Skirting 1 Compartment Horizontal Tee Piece | each | 0 | 0 | 0 | Indoor Routes
Infrastructure | Metal Power Skirting 1 Compartment End Cap | each | 0 | 0 | 0 | Indoor Routes
Infrastructure | Metal Power Skirting 1 Compartment Verical tee Piece (Flat) | each | 0 | 0 | 0 | Indoor Routes
Infrastructure | Metal Power Skirting 1 Compartment 45 Horizontal Elbow | each | 0 | 0 | 0 | Indoor Routes
Infrastructure | Metal Power Skirting 1 Compartment 90 Vertical Elbow (Flat) | each | 0 | 0 | 0 | Indoor Routes
Infrastructure | Metal Power Skirting 1 Compartment 90 Horizontal Elbow | each | 0 | 0 | 0 | Indoor Routes
Infrastructure | 2 Compartment Metal Power Skirting X2.438m Straight Channel Wire 1 Cover & Splices, anchors and washers | each | 0 | 0 | 0 | Indoor Routes
Infrastructure | 2 Compartment Metal Power Skirting 45' Horizontal Elbow | each | 0 | 0 | 0 | Indoor Routes
Infrastructure | 2 Compartment Metal Power Skirting 90' Horizontal Elbow | each | 0 | 0 | 0 | Indoor Routes
Infrastructure | 2 Compartment Metal Power Skirting 90' Vertical Elbow | each | 0 | 0 | 0 | Indoor Routes
Infrastructure | 2 Compartment Metal Power Skirting Divider Only PG | each | 0 | 0 | 0 | Indoor Routes
Infrastructure | 2 Compartment Metal Power Skirting End Cap | each | 0 | 0 | 0 | Indoor Routes
Infrastructure | 2 Compartment Metal Power Skirting Horizontal Tee Piece | each | 0 | 0 | 0 | Indoor Routes
Infrastructure | 2 Compartment Metal Power Skirting Vertical tee Piece | each | 0 | 0 | 0 | Indoor Routes
Infrastructure | Metal Power Skirting 3 Compartment X2.438m Straight C/W 3 Cover & Splices, anchors and washers | each | 0 | 0 | 0 | Indoor Routes
Infrastructure | Metal Power Skirting 3 Compartment 45 Horizontal Elbow | each | 0 | 0 | 0 | Indoor Routes
Infrastructure | Metal Power Skirting 3 Compartment Horizontal Tee Piece | each | 0 | 0 | 0 | Indoor Routes
Infrastructure | Metal Power Skirting 3 Compartment End Cap | each | 0 | 0 | 0 | Indoor Routes
Infrastructure | Metal Power Skirting 3 Compartment Vertical tee Piece | each | 0 | 0 | 0 | Indoor Routes
Infrastructure | Metal Power Skirting 3 Compartment Divider Only PG | each | 0 | 0 | 0 | Indoor Routes
Infrastructure | Metal Power Skirting 3 Compartment 90 Horizontal Elbow | each | 0 | 0 | 0 | Indoor Routes
Infrastructure | Metal Power Skirting 3 Compartment 90 Vertical Elbow | each | 0 | 0 | 0 | Indoor Routes
Infrastructure | Metal Power Skirting 4 Compartment X2.438m Straight C/W 4 Cover & Splices, anchors and washers | each | 0 | 0 | 0 | Indoor Routes
Infrastructure | Metal Power Skirting 4 Compartment 45 Horizontal Elbow | each | 0 | 0 | 0 | Indoor Routes
Infrastructure | Metal Power Skirting 4 Compartment Divider Only PG | each | 0 | 0 | 0 | Indoor Routes
Infrastructure | Metal Power Skirting 4 Compartment 90 Vertical Elbow | each | 0 | 0 | 0 | Indoor Routes
Infrastructure | Metal Power Skirting 4 Compartment 90 Horizontal Elbow | each | 0 | 0 | 0 | Indoor Routes
Infrastructure | Metal Power Skirting 4 Compartment End Cap | each | 0 | 0 | 0 | Indoor Routes
Infrastructure | Metal Power Skirting 4 Compartment Horizontal Tee Piece | each | 0 | 0 | 0 | Indoor Routes
Infrastructure | Metal Power Skirting 4 Compartment Verical tee Piece | each | 0 | 0 | 0 | Indoor Routes
Infrastructure | Power Pole length all including Core, Cover, Ceiling Flange, Floor location Pad & Jack Assembly 3.5m including pilot hole | each | 0 | 0 | 0 | Indoor Routes
Infrastructure | Power Pole length all including Core, Cover, Ceiling Flange, Floor location Pad & Jack Assembly 4m including hole | each | 0 | 0 | 0 | Indoor Routes
Infrastructure | Power Pole 16A SO; Accessory, Box & Cover kit | each | 0 | 0 | 0 | Indoor Routes
Infrastructure | Power Pole 16A SSO, DED, Accessory, Box & Cover kit | each | 0 | 0 | 0 | Indoor Routes
Infrastructure | Power Pole RJ45 / Data, Accessory, Box & Cover kit | each | 0 | 0 | 0 | Indoor Routes
Infrastructure | Punch Plate Dual including 50X50 collar and 25X50 blank | each | 0 | 0 | 0 | Indoor Routes
Infrastructure | Suspended Wire Mesh Cable Trays 3m Straight 75mm Splice Clamp Set including drop in anchor threaded rod washers hex nuts and clip on support - 10mm | each | 0 | 0 | 0 | Indoor Routes
Infrastructure | Suspended Wire Mesh Cable Trays 3m Straight 75mm Splice Clamp Set including drop in anchor threaded rod washers hex nuts and clip on support - 8mm | each | 0 | 0 | 0 | Indoor Routes
Infrastructure | Wire Mesh Cable Trays INT/EXT BEND 75mm SPLICE CLAMP SET | each | 0 | 0 | 0 | Indoor Routes
Infrastructure | Wire Mesh Cable Trays HQR BEND 75mm SPLICE CLAMP SET | each | 0 | 0 | 0 | Indoor Routes
Infrastructure | Wire mesh 4WAY cross 75MM | each | 0 | 0 | 0 | Indoor Routes
Infrastructure | Suspended Wire Mesh Cable Trays 3m Straight 300mm Splice Clamp Set including drop in anchor threaded rod washers hex nuts and clip on support - 8mm | each | 0 | 0 | 0 | Indoor Routes
Infrastructure | Suspended Wire Mesh Cable Trays 3m Straight 300mm Splice Clamp Set including drop in anchor threaded rod washers hex nuts and clip on support - 10mm | each | 0 | 0 | 0 | Indoor Routes
Infrastructure | Suspended Wire Mesh Cable Trays 3m Straight 150mm Splice Clamp Set including drop in anchor threaded rod washers hex nuts an+A270:B272d clip on support - 8mm | each | 0 | 0 | 0 | Indoor Routes
Infrastructure | Suspended Wire Mesh Cable Trays 3m Straight 150mm Splice Clamp Set including drop in anchor threaded rod washers hex nuts and clip on support - 10mm | each | 0 | 0 | 0 | Indoor Routes
Infrastructure | Suspended Wire Mesh Cable Trays 3m Straight 200mm Splice Clamp Set including drop in anchor threaded rod washers hex nuts and clip on support - 8mm | each | 0 | 0 | 0 | Indoor Routes
Infrastructure | Suspended Wire Mesh Cable Trays 3m Straight 150mm Splice Clamp Set including drop in anchor threaded rod washers hex nuts and clip on support - 10mm | each | 0 | 0 | 0 | Indoor Routes
Infrastructure | Suspended Wire Mesh Cable Trays 3m Straight 150mm Splice Clamp Set including drop in anchor threaded rod washers hex nuts and clip on support - 8mm | each | 0 | 0 | 0 | Indoor Routes
Infrastructure | Wire Mesh Cable Trays INT/EXT BEND 150mm SPLICE CLAMP SET | each | 0 | 0 | 0 | Indoor Routes
Infrastructure | Wire Mesh Cable Trays HQR BEND 150mm SPLICE CLAMP SET | each | 0 | 0 | 0 | Indoor Routes
Infrastructure | Wire mesh 4WAY cross 150MM | each | 0 | 0 | 0 | Indoor Routes
Infrastructure | Suspended Wire Mesh Cable Trays 3m Straight 200 Splice Clamp Set including drop in anchor threaded rod washers hex nuts and clip on support - 10mm | each | 0 | 0 | 0 | Indoor Routes
Infrastructure | Suspended Wire Mesh Cable Trays 3m Straight 200 Splice Clamp Set including drop in anchor threaded rod washers hex nuts and clip on support - 8mm | each | 0 | 0 | 0 | Indoor Routes
Infrastructure | Wire Mesh Cable Trays INT/EXT BEND 200mm SPLICE CLAMP SET | each | 0 | 0 | 0 | Indoor Routes
Infrastructure | Wire Mesh Cable Trays HQR BEND 200mm SPLICE CLAMP SET | each | 0 | 0 | 0 | Indoor Routes
Infrastructure | Wire mesh 4WAY cross 200MM | each | 0 | 0 | 0 | Indoor Routes
Infrastructure | Suspended Wire Mesh Cable Trays 3m Straight 300 Splice Clamp Set including drop in anchor threaded rod washers hex nuts and clip on support - 10mm | each | 0 | 0 | 0 | Indoor Routes
Infrastructure | Wire Mesh Cable Trays INT/EXT BEND 300mm SPLICE CLAMP SET | each | 0 | 0 | 0 | Indoor Routes
Infrastructure | Wire Mesh Cable Trays HQR BEND 300mm SPLICE CLAMP SET | each | 0 | 0 | 0 | Indoor Routes
Infrastructure | Wire mesh 4WAY cross 300MM | each | 0 | 0 | 0 | Indoor Routes
Infrastructure | Rippel Draw Box Large | each | 0 | 0 | 0 | Indoor Routes
Infrastructure | Rippel Draw Box Small | each | 0 | 0 | 0 | Indoor Routes
Infrastructure | CABLE LADDER 300 X 1.6 X 3 | each | 0 | 0 | 0 | Indoor Routes
Infrastructure | CABLE LADDER 400 X 1.6 X 5.8 | each | 0 | 0 | 0 | Indoor Routes
Infrastructure | Termination Box 201D | each | 0 | 0 | 0 | Indoor Routes
Infrastructure | Extensionbox 150mm X 200mm with 2 X 50mm male adaptors, anchors and cover | each | 0 | 0 | 0 | Indoor Routes
Infrastructure | Extensionbox 4x4 Metal with 2 X 32mm male adaptors, anchors and cover | each | 0 | 0 | 0 | Indoor Routes
| CIVIL WORKS |  |  |  |  | Civil Works
Civil works | Bedding - River sand when existing bedding cannot be utilized | p/cm | 0 | 0 | 0 | Civil Works
Civil works | Break into existing manhole | each | 0 | 0 | 0 | Civil Works
Civil works | Building Entry Double Pipe | each | 0 | 0 | 0 | Civil Works
Civil works | Building Entry Sarel box | each | 0 | 0 | 0 | Civil Works
Civil works | Building Entry Single Pipe | each | 0 | 0 | 0 | Civil Works
Civil works | 50mm PVC conduit | p/m | 0 | 0 | 0 | Civil Works
Civil works | Construct concrete Plinth for outdoor container - To fit size of outdoor container 6m (deep) x 3m (w) x 2,5 (h) protruding 100mm above the ground level for outdoor container, according to building regulations | each | 0 | 0 | 0 | Civil Works
Civil works | Construct concrete Plinth for outdoor container - To fit size of outdoor container 3m (deep) x 3m (w) x 2,5 (h) protruding 100mm above the ground level for outdoor container, according to building regulations | each | 0 | 0 | 0 | Civil Works
Civil works | Construct concrete Plinth for outdoor container - To fit size of outdoor container 3m (deep) x 2.4m (w) x 2,5 (h) protruding 100mm obove the ground level for outdoor container, according to building regulations | each | 0 | 0 | 0 | Civil Works
Civil works | Flexi Pipe 110mm including 7mm nylon draw rope | p/m | 0 | 0 | 0 | Civil Works
Civil works | Heavy Duty Round moulded Man-Hole 1200mm X 1200mm Construction & Building Material with Frame and lid including T-labelling ( Dolomites sites ) | each | 0 | 0 | 0 | Civil Works
Civil works | 110 mm Moulded sleeves with 7mm nylon draw rope | each | 0 | 0 | 0 | Civil Works
Civil works | Heavy Duty Round Man-Hole 1200mm X 1200mm Construction & Building Material with Frame and lid including T-labelling | each | 0 | 0 | 0 | Civil Works
Civil works | Heavy Duty square Moulded Man-Hole 800mm X 800mm Construction & Building Material with round frame and lid including T-labelling sealing ( Dolomites sites ) | each | 0 | 0 | 0 | Civil Works
Civil works | 110 mm Moulded sleeves with 7mm nylon draw rope | each | 0 | 0 | 0 | Civil Works
Civil works | Heavy Duty square Man-Hole 800mm X 800mm Construction & Building Material with round frame and lid including T-labelling sealing | each | 0 | 0 | 0 | Civil Works
Civil works | Imported backfill when trenching in rock ground p/cubic metre | p/cm | 0 | 0 | 0 | Civil Works
Civil works | Medium Duty Man-Hole 450mm X 600mm X 68kg Construction & Building Material with frame and lid including T-labelling | each | 0 | 0 | 0 | Civil Works
Civil works | Pole Treated Wooden 10m | each | 0 | 0 | 0 | Civil Works
Civil works | Pole Treated Wooden 6m | each | 0 | 0 | 0 | Civil Works
Civil works | 6m Steel Pipe '114mm x 4mm Installed ( Including 2m Deep Hole en 90 kg Ready mix and transport to site) | each | 0 | 0 | 0 | Civil Works
Civil works | Reinforcing for casting of manhole 800mm x 800mm for heavy vehicle movement | each | 0 | 0 | 0 | Civil Works
Civil works | Reinstatement of Surfaces: Cement p/running metre | p/rm | 0 | 0 | 0 | Civil Works
Civil works | Reinstatement of Surfaces: Gravel or paving or grass p/running metre | p/rm | 0 | 0 | 0 | Civil Works
Civil works | Removal of surfaces road, tar & cement - Cutting | p/rm | 0 | 0 | 0 | Civil Works
Civil works | S Cantilever Brackets Single Standard 850 X 300 | each | 0 | 0 | 0 | Civil Works
Civil works | Cantilever 300mm | each | 0 | 0 | 0 | Civil Works
Civil works | Site Establishment - Site Storage and site office | each | 0 | 0 | 0 | Civil Works
Civil works | Trenching Hard Rock 800(d) X 300(w) p/m including bedding, backfill, padding and compacting including warning and danger tape | p/m | 0 | 0 | 0 | Civil Works
Civil works | Trenching Hard Rock 850 X 450 X p/m including bedding, backfill and compacting including warning and danger tape | p/m | 0 | 0 | 0 | Civil Works
Civil works | Trenching Soft Gravel 850 X 300 X p/m including bedding, backfill and compacting including warning and danger tape | p/m | 0 | 0 | 0 | Civil Works
Civil works | Trenching Soft Gravel 850 X 450 X p/m including bedding, backfill and compacting including warning and danger tape | p/m | 0 | 0 | 0 | Civil Works
Civil works | Trenching Soft Rock 850 X 300 X p/m including bedding, backfill and compacting including warning and danger tape | p/m | 0 | 0 | 0 | Civil Works
Civil works | Trenching Soft Rock 850 X 450 X p/m including bedding, backfill and compacting including warning and danger tape | p/m | 0 | 0 | 0 | Civil Works
Civil works | Door and frame for dry walling with security 2 level lock | each | 0 | 0 | 0 | Civil Works
Civil works | Double Brick Wall Plastered and painted | p/m | 0 | 0 | 0 | Civil Works
Civil works | Dry walling supply and installation painted complete pm2 | p/m2 | 0 | 0 | 0 | Civil Works
Civil works | Flourescent fitting 1.5m double including 2X1,5m Flourescent light, including switch and reticulation | each | 0 | 0 | 0 | Civil Works
Civil works | LED fitting 1.5m double including 2X1,5m LED light, including switch and reticulation | each | 0 | 0 | 0 | Civil Works
Civil works | Anti-Static Floor Tiles | each | 0 | 0 | 0 | Civil Works
Civil works | HDPE Bends 45 / 90 Degree 110mm - Dolomite sites | p/m | 0 | 0 | 0 | Civil Works
Civil works | Stay Guard | each | 0 | 0 | 0 | Civil Works
Civil works | Suspended Ceiling | p/m2 | 0 | 0 | 0 | Civil Works
Civil works | Stays Plate rod and wire | each | 0 | 0 | 0 | Civil Works
Civil works | Butt Welding E Dolomite sites | each | 0 | 0 | 0 | Civil Works
Civil works | SLOTTED SUB SOIL DRAINAGE PIPE 110MM | p/m | 0 | 0 | 0 | Civil Works
Civil works | Single Brick Wall Plastered and painted | p/m2 | 0 | 0 | 0 | Civil Works
| CABLING SERVICES |  |  |  |  | Cabling Services Sign Off
Services | Project co-ordinator PMI CAPM Certified and \ or PRINCE2 Foundation Certified to draft plans, track progress, produce status reports and upload Project Deliverables onto NWChange | p/hour | 0 | 0 | 0 | Cabling Services Sign Off
Services | Visio drawing - Schematic Layout of site - labour (per/hour) | p/hour | 0 | 0 | 0 | Cabling Installation, Including Electrical COC
Services | 'Accomodation - S&T - for cabling Installation (maximum amount R 700.00) | p/night | 0 | 700 | 0 | Cabling Installation, Including Electrical COC
Services | Travel to site for cabling Installation (fees charged as per SLA Terms & conditions) | p/km | 0 | 0 | 0 | Cabling Installation, Including Electrical COC
Services | Clean-up site (Removal of Debris from site) | p/hour | 0 | 0 | 0 | Cabling Installation, Including Electrical COC
| DISMANTLEMENT |  |  |  |  | Dismantlement
Services | Dismantling and recovery of old infrastructure | p/hour | 0 | 0 | 0 | Dismantlement
Services | Travel to site - Dismantling and Recovery of old cabling infrastructure and final site sign-off (fees charged as per SLA Terms & conditions) | p/km | 0 | 0 | 0 | Dismantlement
Services | Accomodation - S&T - Dismantling and Recovery of old cabling infrastructure and final site sign-off (fees charged as per SLA Terms & conditions maximum amount R754.40) | p/night | 0 | 0 | 0 | Dismantlement
Note on B164: Erhard Benade: Is this fly and patch leads for additional Fly and Patch leads because the price per NW point includes fly and patch leads

## Ritavi SAPS
SAPS Cabling LAN PROJECT - VENDOR QUOTATION
Province | Limpopo
Site Name | Ritavi SAPS
Site ID | 7721
Project ID | 138497
Vendor Name
Date
Milestone No | Milestone Description | Cost Per Milestone
1 | Civils Works | 0
2 | Indoor Routes | 0
3 | Fibre Installation | 0
4 | Cabling Installation, Including Electrical COC | 0
5 | Cable Rack Equipment Delivered | 0
6 | Commission of Rack Equipment | 0
7 | Dismantlement | 0
8 | Cabling Services Sign Off | 0
| Total Invoice Calculation (Excluding VAT) | 0
| VAT Calculated @ 15% | 0
| Total Invoice Calculation (Including VAT) | 0
ITEM CATEGORY | PRODUCT DESCRIPTION | UNIT OF MEASURE | QTY | PRODUCT PRICE (ZAR) & CPI | SUB-TOTAL PRICE VAT EXCL. | Milestone Sign Off | Proposed Billing location changed or Additional Info needed
PRELIMINARY AND GENERAL (a) Travel rate per km is fixed as per SARS km rate. (b) Travel distance km provides for round trip (to and from) between Collection point and Installation point
PLANNING AND DESIGN
| OUTDOOR CONTAINER |  |  |  |  | Cable Rack Equipment Delivered
Outdoor Container | Container outdoor 2.4M(L)x 2.4M(W) x 2.5M(H) as per the SAPS Cabling Standards clause 4.2.6.8 | each | 0 | 0 | 0 | Cable Rack Equipment Delivered
Outdoor Container | Container outdoor 3M(L)x 3M(W) x 2.5M(H) as per the SAPS Cabling Standards clause 4.2.6.8 | each | 0 | 0 | 0 | Cable Rack Equipment Delivered
| SAPS STANDARD CABINETS/RACK: |  |  |  |  | Cable Rack Equipment Delivered
SAPS Standard Racks | Standard Rack 47U 600 X 1000 - Complete with: Perforated and lockable Saloon type front and rear doors. Two solid half width saloon type side doors internally lockable. Fitted with Earth Bar, 2 x Light Duty Cable Tray and front mount tray. Universal Plinth with 2 x Base Blanking Plates and a Base Brush Cable Entry and 110 x Cage Nut Kits sets. | each | 0 | 0 | 0 | Cable Rack Equipment Delivered
SAPS Standard Racks | Standard Rack 43U 600 X 1000 - Complete with: Perforated and lockable Saloon type front and rear doors. Two solid half width saloon type side doors internally lockable. Fitted with Earth Bar, 2 x Light Duty Cable Tray and front mount tray. Universal Plinth with 2 x Base Blanking Plates and a Base Brush Cable Entry and 100 x Cage Nut Kits sets. | each | 0 | 0 | 0 | Cable Rack Equipment Delivered
SAPS Standard Racks | Standard Rack 25U x 600mm x 1000mm - Complete with: Perforated and lockable Saloon type front and rear doors. Two solid half width saloon type side doors internally lockable. Fitted with Earth Bar, 2 x Light Duty Cable Tray and front mount tray. Universal Plinth with 2 x Base Blanking Plates and a Base Brush Cable Entry and 80 x Cage Nut Kits sets. | each | 0 | 0 | 0 | Cable Rack Equipment Delivered
SAPS Standard Racks | Standard Rack 15U x 600 x 800 Wall Side mount - Complete with: Lockable front and rear doors. Fitted with Earth Bar, 60 x Cage Nut Kits sets, 2 x Fan Single and 4 x M6 Bolts. | each | 0 | 0 | 0 | Cable Rack Equipment Delivered
SAPS Standard Racks | Standard Rack 12U x 600 x 800 Wall Side mount - Complete with: Lockable front and rear doors. Fitted with Earth Bar, 48 x Cage Nut Kits sets, 2 x Fan Single and 4 x M6 Bolts. | each | 0 | 0 | 0 | Cable Rack Equipment Delivered
SAPS Standard Racks | Standard Rack 10U x 600 x 800 Wall Side mount - Complete with: Lockable front and rear doors. Fitted with Earth Bar, 48 x Cage Nut Kits sets, 2 x Fan Single and 4 x M6 Bolts. | each | 0 | 0 | 0 | Cable Rack Equipment Delivered
SAPS Standard Racks | Panel Brush extended 2 Rings 1U | each | 0 | 0 | 0 | Cable Rack Equipment Delivered
SAPS Standard Racks | Slack Rack 43 u 300mm x 1000mm | each | 0 | 0 | 0 | Cable Rack Equipment Delivered
SAPS Standard Racks | Slack Rack 43 u 150mm x 1000mm | each | 0 | 0 | 0 | Cable Rack Equipment Delivered
| Electrical: |  |  |  |  | Cabling Installation, Including Electrical COC
Electrical | Electrical outlet 32Amp complete to Core / Distribution Cabinet terminated into female switched 3 PIN (Hubbell) connector including 32 Amp circuit breaker (SANS code or NEMA code?) | p/point | 0 | 0 | 0 | Cabling Installation, Including Electrical COC
Electrical | Electrical outlet 16Amp complete 15U/12U Distribution Cabinet terminated into female switched 3 PIN hubble connector including 20 Amp circuit breaker | p/point | 0 | 0 | 0 | Cabling Installation, Including Electrical COC
Electrical | Electrical outlets 16a complete with Surfix cable and plug assembly, normal white, for mounting in Metal Skirting including insert, cover plate and labelling. A maximum of 100 meters of Surfix cable is allowed per 5 electrical points. | p/point | 0 | 0 | 0 | Cabling Installation, Including Electrical COC
Electrical | Electrical outlet 16a complete with Surfix cable and plug assembly, dedicated red, for mounting in Metal Skirting including insert, cover plate and labelling. A maximum of 100 meters of Surfix cable is allowed per 5 electrical points. | p/point | 0 | 0 | 0 | Cabling Installation, Including Electrical COC
Electrical | Circuit Breaker 10 Amp, 6KA | each | 0 | 0 | 0 | Cabling Installation, Including Electrical COC
Electrical | Circuit Breaker 20 Amp, 6KA | each | 0 | 0 | 0 | Cabling Installation, Including Electrical COC
Electrical | Circuit Breaker 32 Amp, 6KA | each | 0 | 0 | 0 | Cabling Installation, Including Electrical COC
Electrical | Circuit Breaker 63 Amp Double Pole , 6KA | each | 0 | 0 | 0 | Cabling Installation, Including Electrical COC
Electrical | Circuit Breaker 100 Amp 3-Phase, 6KA | each | 0 | 0 | 0 | Cabling Installation, Including Electrical COC
Electrical | Compression GLAND Size 0 PVC black – Electrical | each | 0 | 0 | 0 | Cabling Installation, Including Electrical COC
Electrical | Compression GLAND Size 1 pvc black - Electrical | each | 0 | 0 | 0 | Cabling Installation, Including Electrical COC
Electrical | Compression GLAND Size 2 pvc black – Electrical | each | 0 | 0 | 0 | Cabling Installation, Including Electrical COC
Electrical | DB Blank cover | each | 0 | 0 | 0 | Cabling Installation, Including Electrical COC
Electrical | Distribution Board, Surface Mountable, Red Color,8 Way mounted | each | 0 | 0 | 0 | Cabling Installation, Including Electrical COC
Electrical | Distribution Board, Surface Mountable, Red Color,12 Way mounted | each | 0 | 0 | 0 | Cabling Installation, Including Electrical COC
Electrical | Distribution Board, Surface Mountable, Red Color,16 Way mounted | each | 0 | 0 | 0 | Cabling Installation, Including Electrical COC
Electrical | Distribution Board, Surface Mountable, Red Color,24 Way mounted | each | 0 | 0 | 0 | Cabling Installation, Including Electrical COC
Electrical | Distribution Board, Surface Mountable, White and Red Color,8 Way mounted | each | 0 | 0 | 0 | Cabling Installation, Including Electrical COC
Electrical | Distribution Board, Surface Mountable, White and Red Color,12 Way mounted | each | 0 | 0 | 0 | Cabling Installation, Including Electrical COC
Electrical | Distribution Board, Surface Mountable, White and Red Color,16 Way mounted | each | 0 | 0 | 0 | Cabling Installation, Including Electrical COC
Electrical | Distribution Board, Surface Mountable, White and Red Color,24 Way mounted | each | 0 | 0 | 0 | Cabling Installation, Including Electrical COC
Electrical | Distribution Board, Surface Mountable, White Color,8 Way mounted | each | 0 | 0 | 0 | Cabling Installation, Including Electrical COC
Electrical | Distribution Board, Surface Mountable, White Color,12 Way mounted | each | 0 | 0 | 0 | Cabling Installation, Including Electrical COC
Electrical | Distribution Board, Surface Mountable, White Color,16 Way mounted | each | 0 | 0 | 0 | Cabling Installation, Including Electrical COC
Electrical | Distribution Board, Surface Mountable, White Color,24 Way mounted | each | 0 | 0 | 0 | Cabling Installation, Including Electrical COC
Electrical | Distribution Board Type IP65 Double Door, WxHxD - 1200(400+800)x900x200mm, 69-Way including Bus Bars, Preconfigured to accommodate 100A 3 phase 6KA Circuit Breaker | each | 0 | 0 | 0 | Cabling Installation, Including Electrical COC
Electrical | Earth Leakage 60 Amp | each | 0 | 0 | 0 | Cabling Installation, Including Electrical COC
Electrical | Earth Leakage 80 Amp | each | 0 | 0 | 0 | Cabling Installation, Including Electrical COC
Electrical | Earth Rods (1.5m) | each | 0 | 0 | 0 | Cabling Installation, Including Electrical COC
Electrical | Hubble Plug 32 Amp female switched Plug 3 PIN ( SA Standard or EU Standard or US Standard?) | each | 0 | 0 | 0 | Cabling Installation, Including Electrical COC
Electrical | Hubbell Plug 32 Amp Male Plug 3 PIN | each | 0 | 0 | 0 | Cabling Installation, Including Electrical COC
Electrical | Hubbell Plug 16 Amp female switched Plug 3 PIN | each | 0 | 0 | 0 | Cabling Installation, Including Electrical COC
Electrical | Hubbell Plug 16 Amp Male Plug 3 PIN | each | 0 | 0 | 0 | Cabling Installation, Including Electrical COC
Electrical | Isolator 60a new DB (single phase) | each | 0 | 0 | 0 | Cabling Installation, Including Electrical COC
Electrical | Isolator 80a new DB (single phase) | each | 0 | 0 | 0 | Cabling Installation, Including Electrical COC
Electrical | MCB Copper Bridge Bar in DB | each | 0 | 0 | 0 | Cabling Installation, Including Electrical COC
Electrical | Size 0 cable gland and shroud per cable termination SWA type | each | 0 | 0 | 0 | Cabling Installation, Including Electrical COC
Electrical | Size 1 cable gland and shroud per cable termination SWA type | each | 0 | 0 | 0 | Cabling Installation, Including Electrical COC
Electrical | Size 2 cable gland and shroud per cable termination SWA type | each | 0 | 0 | 0 | Cabling Installation, Including Electrical COC
Electrical | Steel Wire Armoured Cable 4 sq mm 3Core | p/m | 0 | 0 | 0 | Cabling Installation, Including Electrical COC
Electrical | Steel Wire Armoured Cable 6 sq mm 3Core | p/m | 0 | 0 | 0 | Cabling Installation, Including Electrical COC
Electrical | Steel Wire Armoured Cable 16 sq mm 3-Core | p/m | 0 | 0 | 0 | Cabling Installation, Including Electrical COC
Electrical | Steel Wire Armoured Cable 25 sq mm 4 core with 16 sq mm BCE Earth Wire | p/m | 0 | 0 | 0 | Cabling Installation, Including Electrical COC
Electrical | Wire, Electrical , Earth wire green and yellow, 2.5 sq mm | p/m | 0 | 0 | 0 | Cabling Installation, Including Electrical COC
Electrical | Wire, Electrical , Earth wire green and yellow, 4 sq mm | p/m | 0 | 0 | 0 | Cabling Installation, Including Electrical COC
Electrical | Wire, Electrical , Earth wire green and yellow, 6 sq mm | p/m | 0 | 0 | 0 | Cabling Installation, Including Electrical COC
Electrical | Wire, Electrical, Earth green and yellow, 10 sq mm | p/m | 0 | 0 | 0 | Cabling Installation, Including Electrical COC
Electrical | Wire, Electrical, Earth green and yellow, 16 sq mm | p/m | 0 | 0 | 0 | Cabling Installation, Including Electrical COC
Electrical | Cable Surfix 2.5 sq mm 2 core + Earth | p/m | 0 | 0 | 0 | Cabling Installation, Including Electrical COC
Electrical | Cable Surfix 4 sq mm 2 core + Earth | p/m | 0 | 0 | 0 | Cabling Installation, Including Electrical COC
Electrical | Cable Surfix 6 sq mm 2 core + Earth (Longer Distance) | p/m | 0 | 0 | 0 | Cabling Installation, Including Electrical COC
Electrical | Wire, Electrical ,2.5 sq mm black | p/m | 0 | 0 | 0 | Cabling Installation, Including Electrical COC
Electrical | Wire, Electrical, 4 sq mm black | p/m | 0 | 0 | 0 | Cabling Installation, Including Electrical COC
Electrical | Wire, Electrical, 6 sq mm black | p/m | 0 | 0 | 0 | Cabling Installation, Including Electrical COC
Electrical | Wire, Electrical, 10 sq mm black | p/m | 0 | 0 | 0 | Cabling Installation, Including Electrical COC
Electrical | Wire, Electrical ,2.5 mm Red p/m | p/m | 0 | 0 | 0 | Cabling Installation, Including Electrical COC
Electrical | Wire, Electrical, 4mm Red p/m | p/m | 0 | 0 | 0 | Cabling Installation, Including Electrical COC
Electrical | Wire, Electrical, 6mm Red p/m | p/m | 0 | 0 | 0 | Cabling Installation, Including Electrical COC
Electrical | Wire, Electrical, 10 mm Red p/m | p/m | 0 | 0 | 0 | Cabling Installation, Including Electrical COC
Electrical | Braided earth strap | each | 0 | 0 | 0 | Cabling Installation, Including Electrical COC
Electrical | Bare Copper Earth, 2.5 sq mm | p/m | 0 | 0 | 0 | Cabling Installation, Including Electrical COC
Electrical | Earth Impedence Test ( Outdoor Enclosure) | each | 0 | 0 | 0 | Cabling Installation, Including Electrical COC
Electrical | Warning Labels for DB | each | 0 | 0 | 0 | Cabling Installation, Including Electrical COC
Electrical | Connection between Building and Backup Electrical generator (including Switch Gear, Fail-over equipment, main eletrical feed, and Diesel generator monitoring) | each | 0 | 0 | 0 | Cabling Installation, Including Electrical COC
Services | COC - Electrical Certification - (per DB) | each | 0 | 0 | 0 | Cabling Installation, Including Electrical COC
| UPS |  |  |  |  | Cable Rack Equipment Delivered
UPS | 5KVA UPS Rackmount 0.9 output power factor, Full On Line Double Conversion true topology with pure sine-wave output, Automatic bypass and power factor correction, Hot swappable batteries, Serial interface Card, Management Shutdown Software included and extended Battery capability. With 3 Year warranty including standard batteries. | each | 0 | 0 | 0 | Cable Rack Equipment Delivered
UPS | 5KVA UPS Rackmount 0.9 output power factor, Full On Line Double Conversion true topology with pure sine-wave output, Automatic bypass and power factor correction, Hot swappable batteries, Serial interface Card, Management Shutdown Software included and extended Battery capability. With 3 Year warranty including lithium-ion batteries. | each | 0 | 0 | 0 | Cable Rack Equipment Delivered
UPS | 2KVA UPS Rackmount 0.9 output power factor, Full On Line Double Conversion true topology with pure sine-wave output, Automatic bypass and power factor correction, Hot swappable batteries, Serial interface Card, Management Shutdown Software included and extended Battery capability. With 3 Year warranty including standard batteries | each | 0 | 0 | 0 | Cable Rack Equipment Delivered
UPS | 2KVA UPS Rackmount 0.9 output power factor, Full On Line Double Conversion true topology with pure sine-wave output, Automatic bypass and power factor correction, Hot swappable batteries, Serial interface Card, Management Shutdown Software included and extended Battery capability. With 3 Year warranty including lithium-ion batteries. | each | 0 | 0 | 0 | Cable Rack Equipment Delivered
UPS | 1 KVA UPS with: Rackmount 0.9 output power factor, Full On Line Double Conversion true topology with pure sine-wave output, Automatic bypass and power factor correction, Hot swappable batteries, Serial interface Card, Management Shutdown Software included and extended Battery capability. With 3 Year warranty including Standard batteries. | each | 0 | 0 | 0 | Cable Rack Equipment Delivered
UPS | 1 KVA UPS with: Rackmount 0.9 output power factor, Full On Line Double Conversion true topology with pure sine-wave output, Automatic bypass and power factor correction, Hot swappable batteries, Serial interface Card, Management Shutdown Software included and extended Battery capability. With 3 Year warranty including lithium-ion Battery. |  | 0 | 0 | 0 | Cable Rack Equipment Delivered
UPS | Additional External Battery Pack for 5kva UPS STANDARD | each | 0 | 0 | 0 | Cable Rack Equipment Delivered
UPS | Additional External Battery Pack for 2kva UPS STANDARD | each | 0 | 0 | 0 | Cable Rack Equipment Delivered
UPS | Additional External Battery Pack for 1kva UPS STANDARD | each | 0 | 0 | 0 | Cable Rack Equipment Delivered
UPS | Additional External Battery Pack for 5kva UPS LITHIUM ION | each | 0 | 0 | 0 | Cable Rack Equipment Delivered
UPS | Additional External Battery Pack for 2kva UPS LITHIUM ION | each | 0 | 0 | 0 | Cable Rack Equipment Delivered
UPS | Additional External Battery Pack for 1kva UPS LITHIUM ION | each | 0 | 0 | 0 | Cable Rack Equipment Delivered
| AIR-CONDITIONERS |  |  |  |  | Cable Rack Equipment Delivered
Air-conditioner | Wall Mounted Midwall Split 24000BTU Cooling Air-Conditioner - 3 Year onsite warranty; including preventative maintenance to be performed every 12 months for the 3 year warranty period (pricing is inclusive of travelling and S&T) | each | 0 | 0 | 0 | Cable Rack Equipment Delivered
Air-conditioner | Wall Mounted Midwall Split 18000BTU Cooling Air-Conditioner - 3 Year onsite warranty; including preventative maintenance to be performed every 12 months for the 3 year warranty period (pricing is inclusive of travelling and S&T) | each | 0 | 0 | 0 | Cable Rack Equipment Delivered
Air-conditioner | Wall Mounted Midwall Split 12000BTU Cooling Air-Conditioner - 3 Year onsite warranty; including preventative maintenance to be performed every 12 months for the 3 year warranty period (pricing is inclusive of travelling and S&T) | each | 0 | 0 | 0 | Cable Rack Equipment Delivered
Air-conditioner | Wall Mounted Midwall Split 9000BTU Cooling Air-Conditioner - 3 Year onsite warranty; including preventative maintenance to be performed every 12 months for the 3 year warranty period (pricing is inclusive of travelling and S&T) | each | 0 | 0 | 0 | Cable Rack Equipment Delivered
Air-conditioner | Window Mount non split 9000BTU Cooling Air-Conditioner - 3 Year onsite warranty; including preventative maintenance to be performed every 12 months for the 3 year warranty period (pricing is inclusive of travelling and S&T) | each | 0 | 0 | 0 | Cable Rack Equipment Delivered
Air-conditioner | Window Mount non split 12000BTU Cooling Air-Conditioner - 3 Year onsite warranty; including preventative maintenance to be performed every 12 months for the 3 year warranty period (pricing is inclusive of travelling and S&T) | each | 0 | 0 | 0 | Cable Rack Equipment Delivered
Air-conditioner – add on | Air-Conditioner Auto Switch Over each | each | 0 | 0 | 0 | Cable Rack Equipment Delivered
Air-conditioner – add on | Non-gravity feed water pump | each | 0 | 0 | 0 | Cable Rack Equipment Delivered
Air-conditioner – add on | Flexible airconducting pipe 150mm diameter | each | 0 | 0 | 0 | Cable Rack Equipment Delivered
Air-conditioner – add on | 8 inch extractor fan for heat extraction and core 150mm core drill (if applicable) | each | 0 | 0 | 0 | Cable Rack Equipment Delivered
Air-conditioner | Downblow unit | each | 0 | 0 | 0 | Cable Rack Equipment Delivered
| Environmental Monitoring |  |  |  |  | Cable Rack Equipment Delivered
Environmental monitoring, Electrical distribution, Surge and Lighting protection | 5U Standard Lightening Protection with PDU interface (3 x C19, 8 x C13, 1 X 16A SA 3pin & 2pin plugs for ATA / Telkom NTU's) / Internal Battery Back / Network Connection (SNMP Traps) / Interface via UPS / Power override |  | 0 | 0 | 0 | Cable Rack Equipment Delivered
Environmental monitoring, Electrical distribution, Surge and Lighting protection | 2U Standard Lightening Protection with PDU interface (3 x C19, 4 x C13, 1 X 16A SA 3pin & 2pin plugs for ATA / Telkom NTU's) / Internal Battery Back / Network Connection (SNMP Traps) / Interface via UPS / Power override |  | 0 | 0 | 0 | Cable Rack Equipment Delivered
| COMMISSIONING RACK EQUIPMENT |  |  |  |  | Commission of Rack Equipment
Environmental add-on | Power cord 10 Amp 1,8 m C13 to C14 type for connecting network equipment to the PDU | each | 0 | 0 | 0 | Commission of Rack Equipment
Environmental add-on | Kettle Power cord 10 Amp 1,8 m C13 to C14 type for connecting network equipment to the PDU | each | 0 | 0 | 0 | Commission of Rack Equipment
Environmental add-on | PDU 8 X 10 and 4 X 16 Amp interfaces add on | each | 0 | 0 | 0 | Commission of Rack Equipment
Environmental add-on | PDU 12 X 16 Amp interfaces add on | each | 0 | 0 | 0 | Commission of Rack Equipment
Environmental add-on | PDU 6 X 16 Amp interfaces & 6 x 2-Pin Plug interfaces add on | each | 0 | 0 | 0 | Commission of Rack Equipment
Environmental add-on | X21 extension cable male to female 3m | each | 0 | 0 | 0 | Commission of Rack Equipment
Environmental add-on | PDU 12 X 10 Amp interfaces add on | each | 0 | 0 | 0 | Commission of Rack Equipment
Environmental add-on | PDU 4 X 16 Amp interfaces for NTU add on | each | 0 | 0 | 0 | Commission of Rack Equipment
Environmental add-on | X21 Surge protection module add on | each | 0 | 0 | 0 | Commission of Rack Equipment
Environmental add-on | PDU 6 Way 16Amp 3 x 3-pin and 3 x 2-pin adaptor | each | 0 | 0 | 0 | Commission of Rack Equipment
Outdoor Container | Earth mat for outdoor container | each | 0 | 0 | 0 | Cable Rack Equipment Delivered
Outdoor Container | Earth spike for outdoor container | each | 0 | 0 | 0 | Cable Rack Equipment Delivered
Services | Transport of applicable container (per/km) | p/km | 0 | 0 | 0 | Commission of Rack Equipment
| UTP CABLING [Installation must be SANS 11801 compliant; Including Supply, Inpect, Install, Test and Acceptance certificate, Documentation and associated certificates, e.g. OEM certificate, Travel and Warranty] |  |  |  |  | Cabling Installation, Including Electrical COC
Data Reticulation | Complete UTP Cat 6 Data Point flush mount, labelling & testing. | each /Per meter? | 0 | 0 | 0 | Cabling Installation, Including Electrical COC
Data Reticulation | Complete UTP Cat 5e Data Point flush mount, labelling & testing. | each /Per meter? | 0 | 0 | 0 | Cabling Installation, Including Electrical COC
Data Reticulation | Panel Patch Cat 6 UTP 24 Port 1U RJ45 | each | 0 | 0 | 0
Data Reticulation | Panel Patch Cat 5e UTP 24 Port 1U RJ45 | each | 0 | 0 | 0 | Cabling Installation, Including Electrical COC
Data Reticulation | Panel Blank 1U | each | 0 | 0 | 0 | Cabling Installation, Including Electrical COC
Data Reticulation | UTP Cat6 Patch lead 20cm | each | 0 | 0 | 0 | Cabling Installation, Including Electrical COC
Data Reticulation | UTP Cat5e Patch lead 20cm | each | 0 | 0 | 0 | Cabling Installation, Including Electrical COC
Data Reticulation | UTP Cat6 Patch lead 1m | each | 0 | 0 | 0 | Cabling Installation, Including Electrical COC
Data Reticulation | UTP Cat5e Patch lead 1m | each | 0 | 0 | 0 | Cabling Installation, Including Electrical COC
Data Reticulation | UTP Cat6 Fly lead 3m | each | 0 | 0 | 0 | Cabling Installation, Including Electrical COC
Data Reticulation | UTP Cat5e Fly lead 3m | each | 0 | 0 | 0 | Cabling Installation, Including Electrical COC
Data Reticulation | UTP Cat6 Fly lead 5m | each | 0 | 0 | 0 | Cabling Installation, Including Electrical COC
Data Reticulation | UTP Cat5e Fly lead 5m | each | 0 | 0 | 0 | Cabling Installation, Including Electrical COC
Data Reticulation | UTP Cat6 Fly lead 10m | each | 0 | 0 | 0 | Cabling Installation, Including Electrical COC
Data Reticulation | UTP Cat5e Fly lead 10m | each | 0 | 0 | 0 | Cabling Installation, Including Electrical COC
| FIBRE OPTIC CABLING [Installation must be SANS 11801 comlpliant and include supply, install, test, documentation and certification; also travel and other services |  |  |  |  | Fibre Installation
Fibre | Multimode OM3 1m LC unjacketed pigtail | p/m | 0 | 0 | 0 | Fibre Installation
Fibre | Multimode OM4 1m LC unjacketed pigtail | p/m | 0 | 0 | 0 | Fibre Installation
Fibre | Multimode Aerial fibre | p/m | 0 | 0 | 0 | Fibre Installation
Fibre | Heavy Duty Duct CST (50/125) OM3 Loose Tube / 13.7mm / PE Sheath 4 Fibre | p/m | 0 | 0 | 0 | Fibre Installation
Fibre | HDD Corrugated Steel Tape Armoured (CST) (10/125) Loose Tube / 16.9mm / PE Sheath 8 Fibre | p/m | 0 | 0 | 0 | Fibre Installation
Fibre | Heavy Duty Duct (10/125) Loose Tube / 9.7mm / PE Sheath 4 Fibre | p/m | 0 | 0 | 0 | Fibre Installation
Fibre | Heavy Duty Duct (50/125) OM3 Loose Tube / 9.7mm / PE Sheath 4 Fibre | p/m | 0 | 0 | 0 | Fibre Installation
Fibre | Heavy Duty Duct (50/125) OM3 Loose Tube / 9.7mm / PE Sheath 8 Fibre | p/m | 0 | 0 | 0 | Fibre Installation
Fibre | Heavy Duty Duct (50/125) OM3 Loose Tube /9.7mm / PE Sheath 12 Fibre | p/m | 0 | 0 | 0 | Fibre Installation
Fibre | Short Span Aerial (SSA) (10/125) Loose Tube / 9.4mm / PE Sheath Non-Metallic Self-Supporting (80m Spans) 4 Fibre | p/m | 0 | 0 | 0 | Fibre Installation
Fibre | Short Span Aerial (SSA) (50/125) OM3 Loose Tube / 9.4mm / PE Sheath Non-Metallic Self-Supporting (80m Spans) 4 Fibre | p/m | 0 | 0 | 0 | Fibre Installation
Fibre | Splicing and Splice Protectors 45mm – Clear | Per splice | 0 | 0 | 0 | Fibre Installation
Fibre | Splicing and Splice Protectors 60mm – Clear | Per splice | 0 | 0 | 0 | Fibre Installation
Fibre | Fibre OTDR Testing and labelling | p/core | 0 | 0 | 0 | Fibre Installation
Fibre | Clamp Suspension Fg8 Cable - Catenary Wire | each | 0 | 0 | 0 | Fibre Installation
Fibre | Compression Gland Size 0 pvc black – Fibre | each | 0 | 0 | 0 | Fibre Installation
Fibre | Compression Gland Size 1 pvc black - Fibre | each | 0 | 0 | 0 | Fibre Installation
Fibre | Dead End Clamp Fig 8 Cable - Catenary Wire | each | 0 | 0 | 0 | Fibre Installation
Fibre | THIMBLE DEAD ENDS 9.4mm | each | 0 | 0 | 0 | Fibre Installation
Fibre | THIMBLE DEAD ENDS 7.7mm | each | 0 | 0 | 0 | Fibre Installation
Fibre | S-Hook Single | each | 0 | 0 | 0 | Fibre Installation
Fibre | S-Hook Double | each | 0 | 0 | 0 | Fibre Installation
Fibre | Coastal TANGENT SUPPORT 7.7mm | each | 0 | 0 | 0 | Fibre Installation
Fibre | Coastal TANGENT SUPPORT 9.4mm | each | 0 | 0 | 0 | Fibre Installation
Fibre | Inland TANGENT SUPPORT 7.7mm | each | 0 | 0 | 0 | Fibre Installation
Fibre | Inland TANGENT SUPPORT 9.4mm | each | 0 | 0 | 0 | Fibre Installation
Fibre | Fibre patch cord duplex multimode OM3 1m SC-LC | each | 0 | 0 | 0 | Fibre Installation
Fibre | Fibre patch cord duplex multimode OM3 3m SC-LC | each | 0 | 0 | 0 | Fibre Installation
Fibre | Fibre patch cord duplex multimode OM3 1m ST-LC | each | 0 | 0 | 0 | Fibre Installation
Fibre | Fibre patch cord duplex multimode OM3 3m ST-LC | each | 0 | 0 | 0 | Fibre Installation
Fibre | Fibre patch cord duplex multimode OM3 1m LC-LC | each | 0 | 0 | 0 | Fibre Installation
Fibre | Fibre patch cord duplex multimode OM3 3m LC-LC | each | 0 | 0 | 0 | Fibre Installation
Fibre | Fibre patch cord duplex multimode OM3 1m SC-SC | each | 0 | 0 | 0 | Fibre Installation
Fibre | Fibre patch cord duplex multimode OM3 3m SC-SC | each | 0 | 0 | 0 | Fibre Installation
Fibre | Fibre patch cord duplex single mode 1m ST-LC | each | 0 | 0 | 0 | Fibre Installation
Fibre | Fibre patch cord duplex single mode 3m ST-LC | each | 0 | 0 | 0 | Fibre Installation
Fibre | Fibre patch cord duplex single mode 1m SC-ST | each | 0 | 0 | 0 | Fibre Installation
Fibre | Fibre patch cord duplex single mode 3m SC-ST | each | 0 | 0 | 0 | Fibre Installation
Fibre | Fibre patch cord duplex single mode 1m SC-LC | each | 0 | 0 | 0 | Fibre Installation
Fibre | Fibre patch cord duplex single mode 3m SC-LC | each | 0 | 0 | 0 | Fibre Installation
Fibre | Fibre patch cord duplex multimode 1m ST-ST | each | 0 | 0 | 0 | Fibre Installation
Fibre | Panel Fiber patch SC 24 way | each | 0 | 0 | 0 | Fibre Installation
Fibre | Heat shrink Fibre 6.4mm clear | each | 0 | 0 | 0 | Fibre Installation
Fibre | Multimode SC Midcoupler Duplex | each | 0 | 0 | 0 | Fibre Installation
Fibre | Multimode ST Midcoupler | each | 0 | 0 | 0 | Fibre Installation
Fibre | Multimode LC Midcoupler | each | 0 | 0 | 0 | Fibre Installation
Fibre | Single mode SC Midcoupler Duplex | each | 0 | 0 | 0 | Fibre Installation
Fibre | Single mode ST Midcoupler | each | 0 | 0 | 0 | Fibre Installation
Fibre | Single mode LC Midcoupler | each | 0 | 0 | 0 | Fibre Installation
Fibre | Multimode OM3 1m ST Unjacketed Pigtail | each | 0 | 0 | 0 | Fibre Installation
Fibre | Multimode OM3 1m SC Unjacketed Pigtail | each | 0 | 0 | 0 | Fibre Installation
Fibre | Single mode 1m LC Unjacketed Pigtail | each | 0 | 0 | 0 | Fibre Installation
Fibre | Single mode 1m ST Unjacketed Pigtail | each | 0 | 0 | 0 | Fibre Installation
Fibre | Bandid Strap for Cables 12.7 mm for 30 meters for Aerial Fiber | each | 0 | 0 | 0 | Fibre Installation
Fibre | DOME 4 WAY JOINT | each | 0 | 0 | 0 | Fibre Installation
Fibre | DOME 3 WAY JOINT | each | 0 | 0 | 0 | Fibre Installation
Fibre | DOME 2 WAY JOINT | each | 0 | 0 | 0 | Fibre Installation
Fibre | Splice Tray front plate and box, entry gland, splice cassette, blanks back and front | each | 0 | 0 | 0 | Fibre Installation
Fibre | TERMINATION BOX - J2 | each | 0 | 0 | 0 | Fibre Installation
| Cable ROUTING including Ducts, Trunks, Trays, Poles and fixture material and labour |  |  |  |  | Indoor Routes
Infrastructure | Bosal 50 mm pipe slow bends | each | 0 | 0 | 0 | Indoor Routes
Infrastructure | Bosal Pipe 25mm slow bends | each | 0 | 0 | 0 | Indoor Routes
Infrastructure | Bosal Pipe 50mm (Incl. Hospital Saddles, coupling and 1 anchors) | p/m | 0 | 0 | 0 | Indoor Routes
Infrastructure | Bosal pipe 32 mm slow bends | each | 0 | 0 | 0 | Indoor Routes
Infrastructure | Bosal Pipe 32mm (Incl. Hospital Saddles, coupling and 1 anchor) | p/m | 0 | 0 | 0 | Indoor Routes
Infrastructure | Bosal Pipe 25mm (Incl. Hospital Saddles, coupling and 1 anchor) | p/m | 0 | 0 | 0 | Indoor Routes
Infrastructure | Core drilling 200mm /per hole | p/hole | 0 | 0 | 0 | Indoor Routes
Infrastructure | Core drilling 150mm /per hole (Extractor Fan Only) | p/hole | 0 | 0 | 0 | Indoor Routes
Infrastructure | Core drilling 110mm /per hole | p/hole | 0 | 0 | 0 | Indoor Routes
Infrastructure | Core drilling 50mm / per hole | p/hole | 0 | 0 | 0 | Indoor Routes
Infrastructure | Core drilling 25mm / per hole | p/hole | 0 | 0 | 0 | Indoor Routes
Infrastructure | EGA Trunking 25 x 16 | p/m | 0 | 0 | 0 | Indoor Routes
Infrastructure | 1 Compartment Metal Power Skirting X2.438m Straight C/W 2 Cover & Splices, anchors and washers | each | 0 | 0 | 0 | Indoor Routes
Infrastructure | Metal Power Skirting 1 Compartment Horizontal Tee Piece | each | 0 | 0 | 0 | Indoor Routes
Infrastructure | Metal Power Skirting 1 Compartment End Cap | each | 0 | 0 | 0 | Indoor Routes
Infrastructure | Metal Power Skirting 1 Compartment Verical tee Piece (Flat) | each | 0 | 0 | 0 | Indoor Routes
Infrastructure | Metal Power Skirting 1 Compartment 45 Horizontal Elbow | each | 0 | 0 | 0 | Indoor Routes
Infrastructure | Metal Power Skirting 1 Compartment 90 Vertical Elbow (Flat) | each | 0 | 0 | 0 | Indoor Routes
Infrastructure | Metal Power Skirting 1 Compartment 90 Horizontal Elbow | each | 0 | 0 | 0 | Indoor Routes
Infrastructure | 2 Compartment Metal Power Skirting X2.438m Straight Channel Wire 1 Cover & Splices, anchors and washers | each | 0 | 0 | 0 | Indoor Routes
Infrastructure | 2 Compartment Metal Power Skirting 45' Horizontal Elbow | each | 0 | 0 | 0 | Indoor Routes
Infrastructure | 2 Compartment Metal Power Skirting 90' Horizontal Elbow | each | 0 | 0 | 0 | Indoor Routes
Infrastructure | 2 Compartment Metal Power Skirting 90' Vertical Elbow | each | 0 | 0 | 0 | Indoor Routes
Infrastructure | 2 Compartment Metal Power Skirting Divider Only PG | each | 0 | 0 | 0 | Indoor Routes
Infrastructure | 2 Compartment Metal Power Skirting End Cap | each | 0 | 0 | 0 | Indoor Routes
Infrastructure | 2 Compartment Metal Power Skirting Horizontal Tee Piece | each | 0 | 0 | 0 | Indoor Routes
Infrastructure | 2 Compartment Metal Power Skirting Vertical tee Piece | each | 0 | 0 | 0 | Indoor Routes
Infrastructure | Metal Power Skirting 3 Compartment X2.438m Straight C/W 3 Cover & Splices, anchors and washers | each | 0 | 0 | 0 | Indoor Routes
Infrastructure | Metal Power Skirting 3 Compartment 45 Horizontal Elbow | each | 0 | 0 | 0 | Indoor Routes
Infrastructure | Metal Power Skirting 3 Compartment Horizontal Tee Piece | each | 0 | 0 | 0 | Indoor Routes
Infrastructure | Metal Power Skirting 3 Compartment End Cap | each | 0 | 0 | 0 | Indoor Routes
Infrastructure | Metal Power Skirting 3 Compartment Vertical tee Piece | each | 0 | 0 | 0 | Indoor Routes
Infrastructure | Metal Power Skirting 3 Compartment Divider Only PG | each | 0 | 0 | 0 | Indoor Routes
Infrastructure | Metal Power Skirting 3 Compartment 90 Horizontal Elbow | each | 0 | 0 | 0 | Indoor Routes
Infrastructure | Metal Power Skirting 3 Compartment 90 Vertical Elbow | each | 0 | 0 | 0 | Indoor Routes
Infrastructure | Metal Power Skirting 4 Compartment X2.438m Straight C/W 4 Cover & Splices, anchors and washers | each | 0 | 0 | 0 | Indoor Routes
Infrastructure | Metal Power Skirting 4 Compartment 45 Horizontal Elbow | each | 0 | 0 | 0 | Indoor Routes
Infrastructure | Metal Power Skirting 4 Compartment Divider Only PG | each | 0 | 0 | 0 | Indoor Routes
Infrastructure | Metal Power Skirting 4 Compartment 90 Vertical Elbow | each | 0 | 0 | 0 | Indoor Routes
Infrastructure | Metal Power Skirting 4 Compartment 90 Horizontal Elbow | each | 0 | 0 | 0 | Indoor Routes
Infrastructure | Metal Power Skirting 4 Compartment End Cap | each | 0 | 0 | 0 | Indoor Routes
Infrastructure | Metal Power Skirting 4 Compartment Horizontal Tee Piece | each | 0 | 0 | 0 | Indoor Routes
Infrastructure | Metal Power Skirting 4 Compartment Verical tee Piece | each | 0 | 0 | 0 | Indoor Routes
Infrastructure | Power Pole length all including Core, Cover, Ceiling Flange, Floor location Pad & Jack Assembly 3.5m including pilot hole | each | 0 | 0 | 0 | Indoor Routes
Infrastructure | Power Pole length all including Core, Cover, Ceiling Flange, Floor location Pad & Jack Assembly 4m including hole | each | 0 | 0 | 0 | Indoor Routes
Infrastructure | Power Pole 16A SO; Accessory, Box & Cover kit | each | 0 | 0 | 0 | Indoor Routes
Infrastructure | Power Pole 16A SSO, DED, Accessory, Box & Cover kit | each | 0 | 0 | 0 | Indoor Routes
Infrastructure | Power Pole RJ45 / Data, Accessory, Box & Cover kit | each | 0 | 0 | 0 | Indoor Routes
Infrastructure | Punch Plate Dual including 50X50 collar and 25X50 blank | each | 0 | 0 | 0 | Indoor Routes
Infrastructure | Suspended Wire Mesh Cable Trays 3m Straight 75mm Splice Clamp Set including drop in anchor threaded rod washers hex nuts and clip on support - 10mm | each | 0 | 0 | 0 | Indoor Routes
Infrastructure | Suspended Wire Mesh Cable Trays 3m Straight 75mm Splice Clamp Set including drop in anchor threaded rod washers hex nuts and clip on support - 8mm | each | 0 | 0 | 0 | Indoor Routes
Infrastructure | Wire Mesh Cable Trays INT/EXT BEND 75mm SPLICE CLAMP SET | each | 0 | 0 | 0 | Indoor Routes
Infrastructure | Wire Mesh Cable Trays HQR BEND 75mm SPLICE CLAMP SET | each | 0 | 0 | 0 | Indoor Routes
Infrastructure | Wire mesh 4WAY cross 75MM | each | 0 | 0 | 0 | Indoor Routes
Infrastructure | Suspended Wire Mesh Cable Trays 3m Straight 300mm Splice Clamp Set including drop in anchor threaded rod washers hex nuts and clip on support - 8mm | each | 0 | 0 | 0 | Indoor Routes
Infrastructure | Suspended Wire Mesh Cable Trays 3m Straight 300mm Splice Clamp Set including drop in anchor threaded rod washers hex nuts and clip on support - 10mm | each | 0 | 0 | 0 | Indoor Routes
Infrastructure | Suspended Wire Mesh Cable Trays 3m Straight 150mm Splice Clamp Set including drop in anchor threaded rod washers hex nuts an+A270:B272d clip on support - 8mm | each | 0 | 0 | 0 | Indoor Routes
Infrastructure | Suspended Wire Mesh Cable Trays 3m Straight 150mm Splice Clamp Set including drop in anchor threaded rod washers hex nuts and clip on support - 10mm | each | 0 | 0 | 0 | Indoor Routes
Infrastructure | Suspended Wire Mesh Cable Trays 3m Straight 200mm Splice Clamp Set including drop in anchor threaded rod washers hex nuts and clip on support - 8mm | each | 0 | 0 | 0 | Indoor Routes
Infrastructure | Suspended Wire Mesh Cable Trays 3m Straight 150mm Splice Clamp Set including drop in anchor threaded rod washers hex nuts and clip on support - 10mm | each | 0 | 0 | 0 | Indoor Routes
Infrastructure | Suspended Wire Mesh Cable Trays 3m Straight 150mm Splice Clamp Set including drop in anchor threaded rod washers hex nuts and clip on support - 8mm | each | 0 | 0 | 0 | Indoor Routes
Infrastructure | Wire Mesh Cable Trays INT/EXT BEND 150mm SPLICE CLAMP SET | each | 0 | 0 | 0 | Indoor Routes
Infrastructure | Wire Mesh Cable Trays HQR BEND 150mm SPLICE CLAMP SET | each | 0 | 0 | 0 | Indoor Routes
Infrastructure | Wire mesh 4WAY cross 150MM | each | 0 | 0 | 0 | Indoor Routes
Infrastructure | Suspended Wire Mesh Cable Trays 3m Straight 200 Splice Clamp Set including drop in anchor threaded rod washers hex nuts and clip on support - 10mm | each | 0 | 0 | 0 | Indoor Routes
Infrastructure | Suspended Wire Mesh Cable Trays 3m Straight 200 Splice Clamp Set including drop in anchor threaded rod washers hex nuts and clip on support - 8mm | each | 0 | 0 | 0 | Indoor Routes
Infrastructure | Wire Mesh Cable Trays INT/EXT BEND 200mm SPLICE CLAMP SET | each | 0 | 0 | 0 | Indoor Routes
Infrastructure | Wire Mesh Cable Trays HQR BEND 200mm SPLICE CLAMP SET | each | 0 | 0 | 0 | Indoor Routes
Infrastructure | Wire mesh 4WAY cross 200MM | each | 0 | 0 | 0 | Indoor Routes
Infrastructure | Suspended Wire Mesh Cable Trays 3m Straight 300 Splice Clamp Set including drop in anchor threaded rod washers hex nuts and clip on support - 10mm | each | 0 | 0 | 0 | Indoor Routes
Infrastructure | Wire Mesh Cable Trays INT/EXT BEND 300mm SPLICE CLAMP SET | each | 0 | 0 | 0 | Indoor Routes
Infrastructure | Wire Mesh Cable Trays HQR BEND 300mm SPLICE CLAMP SET | each | 0 | 0 | 0 | Indoor Routes
Infrastructure | Wire mesh 4WAY cross 300MM | each | 0 | 0 | 0 | Indoor Routes
Infrastructure | Rippel Draw Box Large | each | 0 | 0 | 0 | Indoor Routes
Infrastructure | Rippel Draw Box Small | each | 0 | 0 | 0 | Indoor Routes
Infrastructure | CABLE LADDER 300 X 1.6 X 3 | each | 0 | 0 | 0 | Indoor Routes
Infrastructure | CABLE LADDER 400 X 1.6 X 5.8 | each | 0 | 0 | 0 | Indoor Routes
Infrastructure | Termination Box 201D | each | 0 | 0 | 0 | Indoor Routes
Infrastructure | Extensionbox 150mm X 200mm with 2 X 50mm male adaptors, anchors and cover | each | 0 | 0 | 0 | Indoor Routes
Infrastructure | Extensionbox 4x4 Metal with 2 X 32mm male adaptors, anchors and cover | each | 0 | 0 | 0 | Indoor Routes
| CIVIL WORKS |  |  |  |  | Civil Works
Civil works | Bedding - River sand when existing bedding cannot be utilized | p/cm | 0 | 0 | 0 | Civil Works
Civil works | Break into existing manhole | each | 0 | 0 | 0 | Civil Works
Civil works | Building Entry Double Pipe | each | 0 | 0 | 0 | Civil Works
Civil works | Building Entry Sarel box | each | 0 | 0 | 0 | Civil Works
Civil works | Building Entry Single Pipe | each | 0 | 0 | 0 | Civil Works
Civil works | 50mm PVC conduit | p/m | 0 | 0 | 0 | Civil Works
Civil works | Construct concrete Plinth for outdoor container - To fit size of outdoor container 6m (deep) x 3m (w) x 2,5 (h) protruding 100mm above the ground level for outdoor container, according to building regulations | each | 0 | 0 | 0 | Civil Works
Civil works | Construct concrete Plinth for outdoor container - To fit size of outdoor container 3m (deep) x 3m (w) x 2,5 (h) protruding 100mm above the ground level for outdoor container, according to building regulations | each | 0 | 0 | 0 | Civil Works
Civil works | Construct concrete Plinth for outdoor container - To fit size of outdoor container 3m (deep) x 2.4m (w) x 2,5 (h) protruding 100mm obove the ground level for outdoor container, according to building regulations | each | 0 | 0 | 0 | Civil Works
Civil works | Flexi Pipe 110mm including 7mm nylon draw rope | p/m | 0 | 0 | 0 | Civil Works
Civil works | Heavy Duty Round moulded Man-Hole 1200mm X 1200mm Construction & Building Material with Frame and lid including T-labelling ( Dolomites sites ) | each | 0 | 0 | 0 | Civil Works
Civil works | 110 mm Moulded sleeves with 7mm nylon draw rope | each | 0 | 0 | 0 | Civil Works
Civil works | Heavy Duty Round Man-Hole 1200mm X 1200mm Construction & Building Material with Frame and lid including T-labelling | each | 0 | 0 | 0 | Civil Works
Civil works | Heavy Duty square Moulded Man-Hole 800mm X 800mm Construction & Building Material with round frame and lid including T-labelling sealing ( Dolomites sites ) | each | 0 | 0 | 0 | Civil Works
Civil works | 110 mm Moulded sleeves with 7mm nylon draw rope | each | 0 | 0 | 0 | Civil Works
Civil works | Heavy Duty square Man-Hole 800mm X 800mm Construction & Building Material with round frame and lid including T-labelling sealing | each | 0 | 0 | 0 | Civil Works
Civil works | Imported backfill when trenching in rock ground p/cubic metre | p/cm | 0 | 0 | 0 | Civil Works
Civil works | Medium Duty Man-Hole 450mm X 600mm X 68kg Construction & Building Material with frame and lid including T-labelling | each | 0 | 0 | 0 | Civil Works
Civil works | Pole Treated Wooden 10m | each | 0 | 0 | 0 | Civil Works
Civil works | Pole Treated Wooden 6m | each | 0 | 0 | 0 | Civil Works
Civil works | 6m Steel Pipe '114mm x 4mm Installed ( Including 2m Deep Hole en 90 kg Ready mix and transport to site) | each | 0 | 0 | 0 | Civil Works
Civil works | Reinforcing for casting of manhole 800mm x 800mm for heavy vehicle movement | each | 0 | 0 | 0 | Civil Works
Civil works | Reinstatement of Surfaces: Cement p/running metre | p/rm | 0 | 0 | 0 | Civil Works
Civil works | Reinstatement of Surfaces: Gravel or paving or grass p/running metre | p/rm | 0 | 0 | 0 | Civil Works
Civil works | Removal of surfaces road, tar & cement - Cutting | p/rm | 0 | 0 | 0 | Civil Works
Civil works | S Cantilever Brackets Single Standard 850 X 300 | each | 0 | 0 | 0 | Civil Works
Civil works | Cantilever 300mm | each | 0 | 0 | 0 | Civil Works
Civil works | Site Establishment - Site Storage and site office | each | 0 | 0 | 0 | Civil Works
Civil works | Trenching Hard Rock 800(d) X 300(w) p/m including bedding, backfill, padding and compacting including warning and danger tape | p/m | 0 | 0 | 0 | Civil Works
Civil works | Trenching Hard Rock 850 X 450 X p/m including bedding, backfill and compacting including warning and danger tape | p/m | 0 | 0 | 0 | Civil Works
Civil works | Trenching Soft Gravel 850 X 300 X p/m including bedding, backfill and compacting including warning and danger tape | p/m | 0 | 0 | 0 | Civil Works
Civil works | Trenching Soft Gravel 850 X 450 X p/m including bedding, backfill and compacting including warning and danger tape | p/m | 0 | 0 | 0 | Civil Works
Civil works | Trenching Soft Rock 850 X 300 X p/m including bedding, backfill and compacting including warning and danger tape | p/m | 0 | 0 | 0 | Civil Works
Civil works | Trenching Soft Rock 850 X 450 X p/m including bedding, backfill and compacting including warning and danger tape | p/m | 0 | 0 | 0 | Civil Works
Civil works | Door and frame for dry walling with security 2 level lock | each | 0 | 0 | 0 | Civil Works
Civil works | Double Brick Wall Plastered and painted | p/m | 0 | 0 | 0 | Civil Works
Civil works | Dry walling supply and installation painted complete pm2 | p/m2 | 0 | 0 | 0 | Civil Works
Civil works | Flourescent fitting 1.5m double including 2X1,5m Flourescent light, including switch and reticulation | each | 0 | 0 | 0 | Civil Works
Civil works | LED fitting 1.5m double including 2X1,5m LED light, including switch and reticulation | each | 0 | 0 | 0 | Civil Works
Civil works | Anti-Static Floor Tiles | each | 0 | 0 | 0 | Civil Works
Civil works | HDPE Bends 45 / 90 Degree 110mm - Dolomite sites | p/m | 0 | 0 | 0 | Civil Works
Civil works | Stay Guard | each | 0 | 0 | 0 | Civil Works
Civil works | Suspended Ceiling | p/m2 | 0 | 0 | 0 | Civil Works
Civil works | Stays Plate rod and wire | each | 0 | 0 | 0 | Civil Works
Civil works | Butt Welding E Dolomite sites | each | 0 | 0 | 0 | Civil Works
Civil works | SLOTTED SUB SOIL DRAINAGE PIPE 110MM | p/m | 0 | 0 | 0 | Civil Works
Civil works | Single Brick Wall Plastered and painted | p/m2 | 0 | 0 | 0 | Civil Works
| CABLING SERVICES |  |  |  |  | Cabling Services Sign Off
Services | Project co-ordinator PMI CAPM Certified and \ or PRINCE2 Foundation Certified to draft plans, track progress, produce status reports and upload Project Deliverables onto NWChange | p/hour | 0 | 0 | 0 | Cabling Services Sign Off
Services | Visio drawing - Schematic Layout of site - labour (per/hour) | p/hour | 0 | 0 | 0 | Cabling Installation, Including Electrical COC
Services | 'Accomodation - S&T - for cabling Installation (maximum amount R 700.00) | p/night | 0 | 700 | 0 | Cabling Installation, Including Electrical COC
Services | Travel to site for cabling Installation (fees charged as per SLA Terms & conditions) | p/km | 0 | 0 | 0 | Cabling Installation, Including Electrical COC
Services | Clean-up site (Removal of Debris from site) | p/hour | 0 | 0 | 0 | Cabling Installation, Including Electrical COC
| DISMANTLEMENT |  |  |  |  | Dismantlement
Services | Dismantling and recovery of old infrastructure | p/hour | 0 | 0 | 0 | Dismantlement
Services | Travel to site - Dismantling and Recovery of old cabling infrastructure and final site sign-off (fees charged as per SLA Terms & conditions) | p/km | 0 | 0 | 0 | Dismantlement
Services | Accomodation - S&T - Dismantling and Recovery of old cabling infrastructure and final site sign-off (fees charged as per SLA Terms & conditions maximum amount R754.40) | p/night | 0 | 0 | 0 | Dismantlement
Note on B164: Erhard Benade: Is this fly and patch leads for additional Fly and Patch leads because the price per NW point includes fly and patch leads

## Apel
SAPS Cabling LAN PROJECT - VENDOR QUOTATION
Province | Limpopo
Site Name | Apel
Site ID | 9165
Project ID | 138498
Vendor Name
Date
Milestone No | Milestone Description | Cost Per Milestone
1 | Civils Works | 0
2 | Indoor Routes | 0
3 | Fibre Installation | 0
4 | Cabling Installation, Including Electrical COC | 0
5 | Cable Rack Equipment Delivered | 0
6 | Commission of Rack Equipment | 0
7 | Dismantlement | 0
8 | Cabling Services Sign Off | 0
| Total Invoice Calculation (Excluding VAT) | 0
| VAT Calculated @ 15% | 0
| Total Invoice Calculation (Including VAT) | 0
ITEM CATEGORY | PRODUCT DESCRIPTION | UNIT OF MEASURE | QTY | PRODUCT PRICE (ZAR) & CPI | SUB-TOTAL PRICE VAT EXCL. | Milestone Sign Off | Proposed Billing location changed or Additional Info needed
PRELIMINARY AND GENERAL (a) Travel rate per km is fixed as per SARS km rate. (b) Travel distance km provides for round trip (to and from) between Collection point and Installation point
PLANNING AND DESIGN
| OUTDOOR CONTAINER |  |  |  |  | Cable Rack Equipment Delivered
Outdoor Container | Container outdoor 2.4M(L)x 2.4M(W) x 2.5M(H) as per the SAPS Cabling Standards clause 4.2.6.8 | each | 0 | 0 | 0 | Cable Rack Equipment Delivered
Outdoor Container | Container outdoor 3M(L)x 3M(W) x 2.5M(H) as per the SAPS Cabling Standards clause 4.2.6.8 | each | 0 | 0 | 0 | Cable Rack Equipment Delivered
| SAPS STANDARD CABINETS/RACK: |  |  |  |  | Cable Rack Equipment Delivered
SAPS Standard Racks | Standard Rack 47U 600 X 1000 - Complete with: Perforated and lockable Saloon type front and rear doors. Two solid half width saloon type side doors internally lockable. Fitted with Earth Bar, 2 x Light Duty Cable Tray and front mount tray. Universal Plinth with 2 x Base Blanking Plates and a Base Brush Cable Entry and 110 x Cage Nut Kits sets. | each | 0 | 0 | 0 | Cable Rack Equipment Delivered
SAPS Standard Racks | Standard Rack 43U 600 X 1000 - Complete with: Perforated and lockable Saloon type front and rear doors. Two solid half width saloon type side doors internally lockable. Fitted with Earth Bar, 2 x Light Duty Cable Tray and front mount tray. Universal Plinth with 2 x Base Blanking Plates and a Base Brush Cable Entry and 100 x Cage Nut Kits sets. | each | 0 | 0 | 0 | Cable Rack Equipment Delivered
SAPS Standard Racks | Standard Rack 25U x 600mm x 1000mm - Complete with: Perforated and lockable Saloon type front and rear doors. Two solid half width saloon type side doors internally lockable. Fitted with Earth Bar, 2 x Light Duty Cable Tray and front mount tray. Universal Plinth with 2 x Base Blanking Plates and a Base Brush Cable Entry and 80 x Cage Nut Kits sets. | each | 0 | 0 | 0 | Cable Rack Equipment Delivered
SAPS Standard Racks | Standard Rack 15U x 600 x 800 Wall Side mount - Complete with: Lockable front and rear doors. Fitted with Earth Bar, 60 x Cage Nut Kits sets, 2 x Fan Single and 4 x M6 Bolts. | each | 0 | 0 | 0 | Cable Rack Equipment Delivered
SAPS Standard Racks | Standard Rack 12U x 600 x 800 Wall Side mount - Complete with: Lockable front and rear doors. Fitted with Earth Bar, 48 x Cage Nut Kits sets, 2 x Fan Single and 4 x M6 Bolts. | each | 0 | 0 | 0 | Cable Rack Equipment Delivered
SAPS Standard Racks | Standard Rack 10U x 600 x 800 Wall Side mount - Complete with: Lockable front and rear doors. Fitted with Earth Bar, 48 x Cage Nut Kits sets, 2 x Fan Single and 4 x M6 Bolts. | each | 0 | 0 | 0 | Cable Rack Equipment Delivered
SAPS Standard Racks | Panel Brush extended 2 Rings 1U | each | 0 | 0 | 0 | Cable Rack Equipment Delivered
SAPS Standard Racks | Slack Rack 43 u 300mm x 1000mm | each | 0 | 0 | 0 | Cable Rack Equipment Delivered
SAPS Standard Racks | Slack Rack 43 u 150mm x 1000mm | each | 0 | 0 | 0 | Cable Rack Equipment Delivered
| Electrical: |  |  |  |  | Cabling Installation, Including Electrical COC
Electrical | Electrical outlet 32Amp complete to Core / Distribution Cabinet terminated into female switched 3 PIN (Hubbell) connector including 32 Amp circuit breaker (SANS code or NEMA code?) | p/point | 0 | 0 | 0 | Cabling Installation, Including Electrical COC
Electrical | Electrical outlet 16Amp complete 15U/12U Distribution Cabinet terminated into female switched 3 PIN hubble connector including 20 Amp circuit breaker | p/point | 0 | 0 | 0 | Cabling Installation, Including Electrical COC
Electrical | Electrical outlets 16a complete with Surfix cable and plug assembly, normal white, for mounting in Metal Skirting including insert, cover plate and labelling. A maximum of 100 meters of Surfix cable is allowed per 5 electrical points. | p/point | 0 | 0 | 0 | Cabling Installation, Including Electrical COC
Electrical | Electrical outlet 16a complete with Surfix cable and plug assembly, dedicated red, for mounting in Metal Skirting including insert, cover plate and labelling. A maximum of 100 meters of Surfix cable is allowed per 5 electrical points. | p/point | 0 | 0 | 0 | Cabling Installation, Including Electrical COC
Electrical | Circuit Breaker 10 Amp, 6KA | each | 0 | 0 | 0 | Cabling Installation, Including Electrical COC
Electrical | Circuit Breaker 20 Amp, 6KA | each | 0 | 0 | 0 | Cabling Installation, Including Electrical COC
Electrical | Circuit Breaker 32 Amp, 6KA | each | 0 | 0 | 0 | Cabling Installation, Including Electrical COC
Electrical | Circuit Breaker 63 Amp Double Pole , 6KA | each | 0 | 0 | 0 | Cabling Installation, Including Electrical COC
Electrical | Circuit Breaker 100 Amp 3-Phase, 6KA | each | 0 | 0 | 0 | Cabling Installation, Including Electrical COC
Electrical | Compression GLAND Size 0 PVC black – Electrical | each | 0 | 0 | 0 | Cabling Installation, Including Electrical COC
Electrical | Compression GLAND Size 1 pvc black - Electrical | each | 0 | 0 | 0 | Cabling Installation, Including Electrical COC
Electrical | Compression GLAND Size 2 pvc black – Electrical | each | 0 | 0 | 0 | Cabling Installation, Including Electrical COC
Electrical | DB Blank cover | each | 0 | 0 | 0 | Cabling Installation, Including Electrical COC
Electrical | Distribution Board, Surface Mountable, Red Color,8 Way mounted | each | 0 | 0 | 0 | Cabling Installation, Including Electrical COC
Electrical | Distribution Board, Surface Mountable, Red Color,12 Way mounted | each | 0 | 0 | 0 | Cabling Installation, Including Electrical COC
Electrical | Distribution Board, Surface Mountable, Red Color,16 Way mounted | each | 0 | 0 | 0 | Cabling Installation, Including Electrical COC
Electrical | Distribution Board, Surface Mountable, Red Color,24 Way mounted | each | 0 | 0 | 0 | Cabling Installation, Including Electrical COC
Electrical | Distribution Board, Surface Mountable, White and Red Color,8 Way mounted | each | 0 | 0 | 0 | Cabling Installation, Including Electrical COC
Electrical | Distribution Board, Surface Mountable, White and Red Color,12 Way mounted | each | 0 | 0 | 0 | Cabling Installation, Including Electrical COC
Electrical | Distribution Board, Surface Mountable, White and Red Color,16 Way mounted | each | 0 | 0 | 0 | Cabling Installation, Including Electrical COC
Electrical | Distribution Board, Surface Mountable, White and Red Color,24 Way mounted | each | 0 | 0 | 0 | Cabling Installation, Including Electrical COC
Electrical | Distribution Board, Surface Mountable, White Color,8 Way mounted | each | 0 | 0 | 0 | Cabling Installation, Including Electrical COC
Electrical | Distribution Board, Surface Mountable, White Color,12 Way mounted | each | 0 | 0 | 0 | Cabling Installation, Including Electrical COC
Electrical | Distribution Board, Surface Mountable, White Color,16 Way mounted | each | 0 | 0 | 0 | Cabling Installation, Including Electrical COC
Electrical | Distribution Board, Surface Mountable, White Color,24 Way mounted | each | 0 | 0 | 0 | Cabling Installation, Including Electrical COC
Electrical | Distribution Board Type IP65 Double Door, WxHxD - 1200(400+800)x900x200mm, 69-Way including Bus Bars, Preconfigured to accommodate 100A 3 phase 6KA Circuit Breaker | each | 0 | 0 | 0 | Cabling Installation, Including Electrical COC
Electrical | Earth Leakage 60 Amp | each | 0 | 0 | 0 | Cabling Installation, Including Electrical COC
Electrical | Earth Leakage 80 Amp | each | 0 | 0 | 0 | Cabling Installation, Including Electrical COC
Electrical | Earth Rods (1.5m) | each | 0 | 0 | 0 | Cabling Installation, Including Electrical COC
Electrical | Hubble Plug 32 Amp female switched Plug 3 PIN ( SA Standard or EU Standard or US Standard?) | each | 0 | 0 | 0 | Cabling Installation, Including Electrical COC
Electrical | Hubbell Plug 32 Amp Male Plug 3 PIN | each | 0 | 0 | 0 | Cabling Installation, Including Electrical COC
Electrical | Hubbell Plug 16 Amp female switched Plug 3 PIN | each | 0 | 0 | 0 | Cabling Installation, Including Electrical COC
Electrical | Hubbell Plug 16 Amp Male Plug 3 PIN | each | 0 | 0 | 0 | Cabling Installation, Including Electrical COC
Electrical | Isolator 60a new DB (single phase) | each | 0 | 0 | 0 | Cabling Installation, Including Electrical COC
Electrical | Isolator 80a new DB (single phase) | each | 0 | 0 | 0 | Cabling Installation, Including Electrical COC
Electrical | MCB Copper Bridge Bar in DB | each | 0 | 0 | 0 | Cabling Installation, Including Electrical COC
Electrical | Size 0 cable gland and shroud per cable termination SWA type | each | 0 | 0 | 0 | Cabling Installation, Including Electrical COC
Electrical | Size 1 cable gland and shroud per cable termination SWA type | each | 0 | 0 | 0 | Cabling Installation, Including Electrical COC
Electrical | Size 2 cable gland and shroud per cable termination SWA type | each | 0 | 0 | 0 | Cabling Installation, Including Electrical COC
Electrical | Steel Wire Armoured Cable 4 sq mm 3Core | p/m | 0 | 0 | 0 | Cabling Installation, Including Electrical COC
Electrical | Steel Wire Armoured Cable 6 sq mm 3Core | p/m | 0 | 0 | 0 | Cabling Installation, Including Electrical COC
Electrical | Steel Wire Armoured Cable 16 sq mm 3-Core | p/m | 0 | 0 | 0 | Cabling Installation, Including Electrical COC
Electrical | Steel Wire Armoured Cable 25 sq mm 4 core with 16 sq mm BCE Earth Wire | p/m | 0 | 0 | 0 | Cabling Installation, Including Electrical COC
Electrical | Wire, Electrical , Earth wire green and yellow, 2.5 sq mm | p/m | 0 | 0 | 0 | Cabling Installation, Including Electrical COC
Electrical | Wire, Electrical , Earth wire green and yellow, 4 sq mm | p/m | 0 | 0 | 0 | Cabling Installation, Including Electrical COC
Electrical | Wire, Electrical , Earth wire green and yellow, 6 sq mm | p/m | 0 | 0 | 0 | Cabling Installation, Including Electrical COC
Electrical | Wire, Electrical, Earth green and yellow, 10 sq mm | p/m | 0 | 0 | 0 | Cabling Installation, Including Electrical COC
Electrical | Wire, Electrical, Earth green and yellow, 16 sq mm | p/m | 0 | 0 | 0 | Cabling Installation, Including Electrical COC
Electrical | Cable Surfix 2.5 sq mm 2 core + Earth | p/m | 0 | 0 | 0 | Cabling Installation, Including Electrical COC
Electrical | Cable Surfix 4 sq mm 2 core + Earth | p/m | 0 | 0 | 0 | Cabling Installation, Including Electrical COC
Electrical | Cable Surfix 6 sq mm 2 core + Earth (Longer Distance) | p/m | 0 | 0 | 0 | Cabling Installation, Including Electrical COC
Electrical | Wire, Electrical ,2.5 sq mm black | p/m | 0 | 0 | 0 | Cabling Installation, Including Electrical COC
Electrical | Wire, Electrical, 4 sq mm black | p/m | 0 | 0 | 0 | Cabling Installation, Including Electrical COC
Electrical | Wire, Electrical, 6 sq mm black | p/m | 0 | 0 | 0 | Cabling Installation, Including Electrical COC
Electrical | Wire, Electrical, 10 sq mm black | p/m | 0 | 0 | 0 | Cabling Installation, Including Electrical COC
Electrical | Wire, Electrical ,2.5 mm Red p/m | p/m | 0 | 0 | 0 | Cabling Installation, Including Electrical COC
Electrical | Wire, Electrical, 4mm Red p/m | p/m | 0 | 0 | 0 | Cabling Installation, Including Electrical COC
Electrical | Wire, Electrical, 6mm Red p/m | p/m | 0 | 0 | 0 | Cabling Installation, Including Electrical COC
Electrical | Wire, Electrical, 10 mm Red p/m | p/m | 0 | 0 | 0 | Cabling Installation, Including Electrical COC
Electrical | Braided earth strap | each | 0 | 0 | 0 | Cabling Installation, Including Electrical COC
Electrical | Bare Copper Earth, 2.5 sq mm | p/m | 0 | 0 | 0 | Cabling Installation, Including Electrical COC
Electrical | Earth Impedence Test ( Outdoor Enclosure) | each | 0 | 0 | 0 | Cabling Installation, Including Electrical COC
Electrical | Warning Labels for DB | each | 0 | 0 | 0 | Cabling Installation, Including Electrical COC
Electrical | Connection between Building and Backup Electrical generator (including Switch Gear, Fail-over equipment, main eletrical feed, and Diesel generator monitoring) | each | 0 | 0 | 0 | Cabling Installation, Including Electrical COC
Services | COC - Electrical Certification - (per DB) | each | 0 | 0 | 0 | Cabling Installation, Including Electrical COC
| UPS |  |  |  |  | Cable Rack Equipment Delivered
UPS | 5KVA UPS Rackmount 0.9 output power factor, Full On Line Double Conversion true topology with pure sine-wave output, Automatic bypass and power factor correction, Hot swappable batteries, Serial interface Card, Management Shutdown Software included and extended Battery capability. With 3 Year warranty including standard batteries. | each | 0 | 0 | 0 | Cable Rack Equipment Delivered
UPS | 5KVA UPS Rackmount 0.9 output power factor, Full On Line Double Conversion true topology with pure sine-wave output, Automatic bypass and power factor correction, Hot swappable batteries, Serial interface Card, Management Shutdown Software included and extended Battery capability. With 3 Year warranty including lithium-ion batteries. | each | 0 | 0 | 0 | Cable Rack Equipment Delivered
UPS | 2KVA UPS Rackmount 0.9 output power factor, Full On Line Double Conversion true topology with pure sine-wave output, Automatic bypass and power factor correction, Hot swappable batteries, Serial interface Card, Management Shutdown Software included and extended Battery capability. With 3 Year warranty including standard batteries | each | 0 | 0 | 0 | Cable Rack Equipment Delivered
UPS | 2KVA UPS Rackmount 0.9 output power factor, Full On Line Double Conversion true topology with pure sine-wave output, Automatic bypass and power factor correction, Hot swappable batteries, Serial interface Card, Management Shutdown Software included and extended Battery capability. With 3 Year warranty including lithium-ion batteries. | each | 0 | 0 | 0 | Cable Rack Equipment Delivered
UPS | 1 KVA UPS with: Rackmount 0.9 output power factor, Full On Line Double Conversion true topology with pure sine-wave output, Automatic bypass and power factor correction, Hot swappable batteries, Serial interface Card, Management Shutdown Software included and extended Battery capability. With 3 Year warranty including Standard batteries. | each | 0 | 0 | 0 | Cable Rack Equipment Delivered
UPS | 1 KVA UPS with: Rackmount 0.9 output power factor, Full On Line Double Conversion true topology with pure sine-wave output, Automatic bypass and power factor correction, Hot swappable batteries, Serial interface Card, Management Shutdown Software included and extended Battery capability. With 3 Year warranty including lithium-ion Battery. |  | 0 | 0 | 0 | Cable Rack Equipment Delivered
UPS | Additional External Battery Pack for 5kva UPS STANDARD | each | 0 | 0 | 0 | Cable Rack Equipment Delivered
UPS | Additional External Battery Pack for 2kva UPS STANDARD | each | 0 | 0 | 0 | Cable Rack Equipment Delivered
UPS | Additional External Battery Pack for 1kva UPS STANDARD | each | 0 | 0 | 0 | Cable Rack Equipment Delivered
UPS | Additional External Battery Pack for 5kva UPS LITHIUM ION | each | 0 | 0 | 0 | Cable Rack Equipment Delivered
UPS | Additional External Battery Pack for 2kva UPS LITHIUM ION | each | 0 | 0 | 0 | Cable Rack Equipment Delivered
UPS | Additional External Battery Pack for 1kva UPS LITHIUM ION | each | 0 | 0 | 0 | Cable Rack Equipment Delivered
| AIR-CONDITIONERS |  |  |  |  | Cable Rack Equipment Delivered
Air-conditioner | Wall Mounted Midwall Split 24000BTU Cooling Air-Conditioner - 3 Year onsite warranty; including preventative maintenance to be performed every 12 months for the 3 year warranty period (pricing is inclusive of travelling and S&T) | each | 0 | 0 | 0 | Cable Rack Equipment Delivered
Air-conditioner | Wall Mounted Midwall Split 18000BTU Cooling Air-Conditioner - 3 Year onsite warranty; including preventative maintenance to be performed every 12 months for the 3 year warranty period (pricing is inclusive of travelling and S&T) | each | 0 | 0 | 0 | Cable Rack Equipment Delivered
Air-conditioner | Wall Mounted Midwall Split 12000BTU Cooling Air-Conditioner - 3 Year onsite warranty; including preventative maintenance to be performed every 12 months for the 3 year warranty period (pricing is inclusive of travelling and S&T) | each | 0 | 0 | 0 | Cable Rack Equipment Delivered
Air-conditioner | Wall Mounted Midwall Split 9000BTU Cooling Air-Conditioner - 3 Year onsite warranty; including preventative maintenance to be performed every 12 months for the 3 year warranty period (pricing is inclusive of travelling and S&T) | each | 0 | 0 | 0 | Cable Rack Equipment Delivered
Air-conditioner | Window Mount non split 9000BTU Cooling Air-Conditioner - 3 Year onsite warranty; including preventative maintenance to be performed every 12 months for the 3 year warranty period (pricing is inclusive of travelling and S&T) | each | 0 | 0 | 0 | Cable Rack Equipment Delivered
Air-conditioner | Window Mount non split 12000BTU Cooling Air-Conditioner - 3 Year onsite warranty; including preventative maintenance to be performed every 12 months for the 3 year warranty period (pricing is inclusive of travelling and S&T) | each | 0 | 0 | 0 | Cable Rack Equipment Delivered
Air-conditioner – add on | Air-Conditioner Auto Switch Over each | each | 0 | 0 | 0 | Cable Rack Equipment Delivered
Air-conditioner – add on | Non-gravity feed water pump | each | 0 | 0 | 0 | Cable Rack Equipment Delivered
Air-conditioner – add on | Flexible airconducting pipe 150mm diameter | each | 0 | 0 | 0 | Cable Rack Equipment Delivered
Air-conditioner – add on | 8 inch extractor fan for heat extraction and core 150mm core drill (if applicable) | each | 0 | 0 | 0 | Cable Rack Equipment Delivered
Air-conditioner | Downblow unit | each | 0 | 0 | 0 | Cable Rack Equipment Delivered
| Environmental Monitoring |  |  |  |  | Cable Rack Equipment Delivered
Environmental monitoring, Electrical distribution, Surge and Lighting protection | 5U Standard Lightening Protection with PDU interface (3 x C19, 8 x C13, 1 X 16A SA 3pin & 2pin plugs for ATA / Telkom NTU's) / Internal Battery Back / Network Connection (SNMP Traps) / Interface via UPS / Power override |  | 0 | 0 | 0 | Cable Rack Equipment Delivered
Environmental monitoring, Electrical distribution, Surge and Lighting protection | 2U Standard Lightening Protection with PDU interface (3 x C19, 4 x C13, 1 X 16A SA 3pin & 2pin plugs for ATA / Telkom NTU's) / Internal Battery Back / Network Connection (SNMP Traps) / Interface via UPS / Power override |  | 0 | 0 | 0 | Cable Rack Equipment Delivered
| COMMISSIONING RACK EQUIPMENT |  |  |  |  | Commission of Rack Equipment
Environmental add-on | Power cord 10 Amp 1,8 m C13 to C14 type for connecting network equipment to the PDU | each | 0 | 0 | 0 | Commission of Rack Equipment
Environmental add-on | Kettle Power cord 10 Amp 1,8 m C13 to C14 type for connecting network equipment to the PDU | each | 0 | 0 | 0 | Commission of Rack Equipment
Environmental add-on | PDU 8 X 10 and 4 X 16 Amp interfaces add on | each | 0 | 0 | 0 | Commission of Rack Equipment
Environmental add-on | PDU 12 X 16 Amp interfaces add on | each | 0 | 0 | 0 | Commission of Rack Equipment
Environmental add-on | PDU 6 X 16 Amp interfaces & 6 x 2-Pin Plug interfaces add on | each | 0 | 0 | 0 | Commission of Rack Equipment
Environmental add-on | X21 extension cable male to female 3m | each | 0 | 0 | 0 | Commission of Rack Equipment
Environmental add-on | PDU 12 X 10 Amp interfaces add on | each | 0 | 0 | 0 | Commission of Rack Equipment
Environmental add-on | PDU 4 X 16 Amp interfaces for NTU add on | each | 0 | 0 | 0 | Commission of Rack Equipment
Environmental add-on | X21 Surge protection module add on | each | 0 | 0 | 0 | Commission of Rack Equipment
Environmental add-on | PDU 6 Way 16Amp 3 x 3-pin and 3 x 2-pin adaptor | each | 0 | 0 | 0 | Commission of Rack Equipment
Outdoor Container | Earth mat for outdoor container | each | 0 | 0 | 0 | Cable Rack Equipment Delivered
Outdoor Container | Earth spike for outdoor container | each | 0 | 0 | 0 | Cable Rack Equipment Delivered
Services | Transport of applicable container (per/km) | p/km | 0 | 0 | 0 | Commission of Rack Equipment
| UTP CABLING [Installation must be SANS 11801 compliant; Including Supply, Inpect, Install, Test and Acceptance certificate, Documentation and associated certificates, e.g. OEM certificate, Travel and Warranty] |  |  |  |  | Cabling Installation, Including Electrical COC
Data Reticulation | Complete UTP Cat 6 Data Point flush mount, labelling & testing. | each /Per meter? | 0 | 0 | 0 | Cabling Installation, Including Electrical COC
Data Reticulation | Complete UTP Cat 5e Data Point flush mount, labelling & testing. | each /Per meter? | 0 | 0 | 0 | Cabling Installation, Including Electrical COC
Data Reticulation | Panel Patch Cat 6 UTP 24 Port 1U RJ45 | each | 0 | 0 | 0
Data Reticulation | Panel Patch Cat 5e UTP 24 Port 1U RJ45 | each | 0 | 0 | 0 | Cabling Installation, Including Electrical COC
Data Reticulation | Panel Blank 1U | each | 0 | 0 | 0 | Cabling Installation, Including Electrical COC
Data Reticulation | UTP Cat6 Patch lead 20cm | each | 0 | 0 | 0 | Cabling Installation, Including Electrical COC
Data Reticulation | UTP Cat5e Patch lead 20cm | each | 0 | 0 | 0 | Cabling Installation, Including Electrical COC
Data Reticulation | UTP Cat6 Patch lead 1m | each | 0 | 0 | 0 | Cabling Installation, Including Electrical COC
Data Reticulation | UTP Cat5e Patch lead 1m | each | 0 | 0 | 0 | Cabling Installation, Including Electrical COC
Data Reticulation | UTP Cat6 Fly lead 3m | each | 0 | 0 | 0 | Cabling Installation, Including Electrical COC
Data Reticulation | UTP Cat5e Fly lead 3m | each | 0 | 0 | 0 | Cabling Installation, Including Electrical COC
Data Reticulation | UTP Cat6 Fly lead 5m | each | 0 | 0 | 0 | Cabling Installation, Including Electrical COC
Data Reticulation | UTP Cat5e Fly lead 5m | each | 0 | 0 | 0 | Cabling Installation, Including Electrical COC
Data Reticulation | UTP Cat6 Fly lead 10m | each | 0 | 0 | 0 | Cabling Installation, Including Electrical COC
Data Reticulation | UTP Cat5e Fly lead 10m | each | 0 | 0 | 0 | Cabling Installation, Including Electrical COC
| FIBRE OPTIC CABLING [Installation must be SANS 11801 comlpliant and include supply, install, test, documentation and certification; also travel and other services |  |  |  |  | Fibre Installation
Fibre | Multimode OM3 1m LC unjacketed pigtail | p/m | 0 | 0 | 0 | Fibre Installation
Fibre | Multimode OM4 1m LC unjacketed pigtail | p/m | 0 | 0 | 0 | Fibre Installation
Fibre | Multimode Aerial fibre | p/m | 0 | 0 | 0 | Fibre Installation
Fibre | Heavy Duty Duct CST (50/125) OM3 Loose Tube / 13.7mm / PE Sheath 4 Fibre | p/m | 0 | 0 | 0 | Fibre Installation
Fibre | HDD Corrugated Steel Tape Armoured (CST) (10/125) Loose Tube / 16.9mm / PE Sheath 8 Fibre | p/m | 0 | 0 | 0 | Fibre Installation
Fibre | Heavy Duty Duct (10/125) Loose Tube / 9.7mm / PE Sheath 4 Fibre | p/m | 0 | 0 | 0 | Fibre Installation
Fibre | Heavy Duty Duct (50/125) OM3 Loose Tube / 9.7mm / PE Sheath 4 Fibre | p/m | 0 | 0 | 0 | Fibre Installation
Fibre | Heavy Duty Duct (50/125) OM3 Loose Tube / 9.7mm / PE Sheath 8 Fibre | p/m | 0 | 0 | 0 | Fibre Installation
Fibre | Heavy Duty Duct (50/125) OM3 Loose Tube /9.7mm / PE Sheath 12 Fibre | p/m | 0 | 0 | 0 | Fibre Installation
Fibre | Short Span Aerial (SSA) (10/125) Loose Tube / 9.4mm / PE Sheath Non-Metallic Self-Supporting (80m Spans) 4 Fibre | p/m | 0 | 0 | 0 | Fibre Installation
Fibre | Short Span Aerial (SSA) (50/125) OM3 Loose Tube / 9.4mm / PE Sheath Non-Metallic Self-Supporting (80m Spans) 4 Fibre | p/m | 0 | 0 | 0 | Fibre Installation
Fibre | Splicing and Splice Protectors 45mm – Clear | Per splice | 0 | 0 | 0 | Fibre Installation
Fibre | Splicing and Splice Protectors 60mm – Clear | Per splice | 0 | 0 | 0 | Fibre Installation
Fibre | Fibre OTDR Testing and labelling | p/core | 0 | 0 | 0 | Fibre Installation
Fibre | Clamp Suspension Fg8 Cable - Catenary Wire | each | 0 | 0 | 0 | Fibre Installation
Fibre | Compression Gland Size 0 pvc black – Fibre | each | 0 | 0 | 0 | Fibre Installation
Fibre | Compression Gland Size 1 pvc black - Fibre | each | 0 | 0 | 0 | Fibre Installation
Fibre | Dead End Clamp Fig 8 Cable - Catenary Wire | each | 0 | 0 | 0 | Fibre Installation
Fibre | THIMBLE DEAD ENDS 9.4mm | each | 0 | 0 | 0 | Fibre Installation
Fibre | THIMBLE DEAD ENDS 7.7mm | each | 0 | 0 | 0 | Fibre Installation
Fibre | S-Hook Single | each | 0 | 0 | 0 | Fibre Installation
Fibre | S-Hook Double | each | 0 | 0 | 0 | Fibre Installation
Fibre | Coastal TANGENT SUPPORT 7.7mm | each | 0 | 0 | 0 | Fibre Installation
Fibre | Coastal TANGENT SUPPORT 9.4mm | each | 0 | 0 | 0 | Fibre Installation
Fibre | Inland TANGENT SUPPORT 7.7mm | each | 0 | 0 | 0 | Fibre Installation
Fibre | Inland TANGENT SUPPORT 9.4mm | each | 0 | 0 | 0 | Fibre Installation
Fibre | Fibre patch cord duplex multimode OM3 1m SC-LC | each | 0 | 0 | 0 | Fibre Installation
Fibre | Fibre patch cord duplex multimode OM3 3m SC-LC | each | 0 | 0 | 0 | Fibre Installation
Fibre | Fibre patch cord duplex multimode OM3 1m ST-LC | each | 0 | 0 | 0 | Fibre Installation
Fibre | Fibre patch cord duplex multimode OM3 3m ST-LC | each | 0 | 0 | 0 | Fibre Installation
Fibre | Fibre patch cord duplex multimode OM3 1m LC-LC | each | 0 | 0 | 0 | Fibre Installation
Fibre | Fibre patch cord duplex multimode OM3 3m LC-LC | each | 0 | 0 | 0 | Fibre Installation
Fibre | Fibre patch cord duplex multimode OM3 1m SC-SC | each | 0 | 0 | 0 | Fibre Installation
Fibre | Fibre patch cord duplex multimode OM3 3m SC-SC | each | 0 | 0 | 0 | Fibre Installation
Fibre | Fibre patch cord duplex single mode 1m ST-LC | each | 0 | 0 | 0 | Fibre Installation
Fibre | Fibre patch cord duplex single mode 3m ST-LC | each | 0 | 0 | 0 | Fibre Installation
Fibre | Fibre patch cord duplex single mode 1m SC-ST | each | 0 | 0 | 0 | Fibre Installation
Fibre | Fibre patch cord duplex single mode 3m SC-ST | each | 0 | 0 | 0 | Fibre Installation
Fibre | Fibre patch cord duplex single mode 1m SC-LC | each | 0 | 0 | 0 | Fibre Installation
Fibre | Fibre patch cord duplex single mode 3m SC-LC | each | 0 | 0 | 0 | Fibre Installation
Fibre | Fibre patch cord duplex multimode 1m ST-ST | each | 0 | 0 | 0 | Fibre Installation
Fibre | Panel Fiber patch SC 24 way | each | 0 | 0 | 0 | Fibre Installation
Fibre | Heat shrink Fibre 6.4mm clear | each | 0 | 0 | 0 | Fibre Installation
Fibre | Multimode SC Midcoupler Duplex | each | 0 | 0 | 0 | Fibre Installation
Fibre | Multimode ST Midcoupler | each | 0 | 0 | 0 | Fibre Installation
Fibre | Multimode LC Midcoupler | each | 0 | 0 | 0 | Fibre Installation
Fibre | Single mode SC Midcoupler Duplex | each | 0 | 0 | 0 | Fibre Installation
Fibre | Single mode ST Midcoupler | each | 0 | 0 | 0 | Fibre Installation
Fibre | Single mode LC Midcoupler | each | 0 | 0 | 0 | Fibre Installation
Fibre | Multimode OM3 1m ST Unjacketed Pigtail | each | 0 | 0 | 0 | Fibre Installation
Fibre | Multimode OM3 1m SC Unjacketed Pigtail | each | 0 | 0 | 0 | Fibre Installation
Fibre | Single mode 1m LC Unjacketed Pigtail | each | 0 | 0 | 0 | Fibre Installation
Fibre | Single mode 1m ST Unjacketed Pigtail | each | 0 | 0 | 0 | Fibre Installation
Fibre | Bandid Strap for Cables 12.7 mm for 30 meters for Aerial Fiber | each | 0 | 0 | 0 | Fibre Installation
Fibre | DOME 4 WAY JOINT | each | 0 | 0 | 0 | Fibre Installation
Fibre | DOME 3 WAY JOINT | each | 0 | 0 | 0 | Fibre Installation
Fibre | DOME 2 WAY JOINT | each | 0 | 0 | 0 | Fibre Installation
Fibre | Splice Tray front plate and box, entry gland, splice cassette, blanks back and front | each | 0 | 0 | 0 | Fibre Installation
Fibre | TERMINATION BOX - J2 | each | 0 | 0 | 0 | Fibre Installation
| Cable ROUTING including Ducts, Trunks, Trays, Poles and fixture material and labour |  |  |  |  | Indoor Routes
Infrastructure | Bosal 50 mm pipe slow bends | each | 0 | 0 | 0 | Indoor Routes
Infrastructure | Bosal Pipe 25mm slow bends | each | 0 | 0 | 0 | Indoor Routes
Infrastructure | Bosal Pipe 50mm (Incl. Hospital Saddles, coupling and 1 anchors) | p/m | 0 | 0 | 0 | Indoor Routes
Infrastructure | Bosal pipe 32 mm slow bends | each | 0 | 0 | 0 | Indoor Routes
Infrastructure | Bosal Pipe 32mm (Incl. Hospital Saddles, coupling and 1 anchor) | p/m | 0 | 0 | 0 | Indoor Routes
Infrastructure | Bosal Pipe 25mm (Incl. Hospital Saddles, coupling and 1 anchor) | p/m | 0 | 0 | 0 | Indoor Routes
Infrastructure | Core drilling 200mm /per hole | p/hole | 0 | 0 | 0 | Indoor Routes
Infrastructure | Core drilling 150mm /per hole (Extractor Fan Only) | p/hole | 0 | 0 | 0 | Indoor Routes
Infrastructure | Core drilling 110mm /per hole | p/hole | 0 | 0 | 0 | Indoor Routes
Infrastructure | Core drilling 50mm / per hole | p/hole | 0 | 0 | 0 | Indoor Routes
Infrastructure | Core drilling 25mm / per hole | p/hole | 0 | 0 | 0 | Indoor Routes
Infrastructure | EGA Trunking 25 x 16 | p/m | 0 | 0 | 0 | Indoor Routes
Infrastructure | 1 Compartment Metal Power Skirting X2.438m Straight C/W 2 Cover & Splices, anchors and washers | each | 0 | 0 | 0 | Indoor Routes
Infrastructure | Metal Power Skirting 1 Compartment Horizontal Tee Piece | each | 0 | 0 | 0 | Indoor Routes
Infrastructure | Metal Power Skirting 1 Compartment End Cap | each | 0 | 0 | 0 | Indoor Routes
Infrastructure | Metal Power Skirting 1 Compartment Verical tee Piece (Flat) | each | 0 | 0 | 0 | Indoor Routes
Infrastructure | Metal Power Skirting 1 Compartment 45 Horizontal Elbow | each | 0 | 0 | 0 | Indoor Routes
Infrastructure | Metal Power Skirting 1 Compartment 90 Vertical Elbow (Flat) | each | 0 | 0 | 0 | Indoor Routes
Infrastructure | Metal Power Skirting 1 Compartment 90 Horizontal Elbow | each | 0 | 0 | 0 | Indoor Routes
Infrastructure | 2 Compartment Metal Power Skirting X2.438m Straight Channel Wire 1 Cover & Splices, anchors and washers | each | 0 | 0 | 0 | Indoor Routes
Infrastructure | 2 Compartment Metal Power Skirting 45' Horizontal Elbow | each | 0 | 0 | 0 | Indoor Routes
Infrastructure | 2 Compartment Metal Power Skirting 90' Horizontal Elbow | each | 0 | 0 | 0 | Indoor Routes
Infrastructure | 2 Compartment Metal Power Skirting 90' Vertical Elbow | each | 0 | 0 | 0 | Indoor Routes
Infrastructure | 2 Compartment Metal Power Skirting Divider Only PG | each | 0 | 0 | 0 | Indoor Routes
Infrastructure | 2 Compartment Metal Power Skirting End Cap | each | 0 | 0 | 0 | Indoor Routes
Infrastructure | 2 Compartment Metal Power Skirting Horizontal Tee Piece | each | 0 | 0 | 0 | Indoor Routes
Infrastructure | 2 Compartment Metal Power Skirting Vertical tee Piece | each | 0 | 0 | 0 | Indoor Routes
Infrastructure | Metal Power Skirting 3 Compartment X2.438m Straight C/W 3 Cover & Splices, anchors and washers | each | 0 | 0 | 0 | Indoor Routes
Infrastructure | Metal Power Skirting 3 Compartment 45 Horizontal Elbow | each | 0 | 0 | 0 | Indoor Routes
Infrastructure | Metal Power Skirting 3 Compartment Horizontal Tee Piece | each | 0 | 0 | 0 | Indoor Routes
Infrastructure | Metal Power Skirting 3 Compartment End Cap | each | 0 | 0 | 0 | Indoor Routes
Infrastructure | Metal Power Skirting 3 Compartment Vertical tee Piece | each | 0 | 0 | 0 | Indoor Routes
Infrastructure | Metal Power Skirting 3 Compartment Divider Only PG | each | 0 | 0 | 0 | Indoor Routes
Infrastructure | Metal Power Skirting 3 Compartment 90 Horizontal Elbow | each | 0 | 0 | 0 | Indoor Routes
Infrastructure | Metal Power Skirting 3 Compartment 90 Vertical Elbow | each | 0 | 0 | 0 | Indoor Routes
Infrastructure | Metal Power Skirting 4 Compartment X2.438m Straight C/W 4 Cover & Splices, anchors and washers | each | 0 | 0 | 0 | Indoor Routes
Infrastructure | Metal Power Skirting 4 Compartment 45 Horizontal Elbow | each | 0 | 0 | 0 | Indoor Routes
Infrastructure | Metal Power Skirting 4 Compartment Divider Only PG | each | 0 | 0 | 0 | Indoor Routes
Infrastructure | Metal Power Skirting 4 Compartment 90 Vertical Elbow | each | 0 | 0 | 0 | Indoor Routes
Infrastructure | Metal Power Skirting 4 Compartment 90 Horizontal Elbow | each | 0 | 0 | 0 | Indoor Routes
Infrastructure | Metal Power Skirting 4 Compartment End Cap | each | 0 | 0 | 0 | Indoor Routes
Infrastructure | Metal Power Skirting 4 Compartment Horizontal Tee Piece | each | 0 | 0 | 0 | Indoor Routes
Infrastructure | Metal Power Skirting 4 Compartment Verical tee Piece | each | 0 | 0 | 0 | Indoor Routes
Infrastructure | Power Pole length all including Core, Cover, Ceiling Flange, Floor location Pad & Jack Assembly 3.5m including pilot hole | each | 0 | 0 | 0 | Indoor Routes
Infrastructure | Power Pole length all including Core, Cover, Ceiling Flange, Floor location Pad & Jack Assembly 4m including hole | each | 0 | 0 | 0 | Indoor Routes
Infrastructure | Power Pole 16A SO; Accessory, Box & Cover kit | each | 0 | 0 | 0 | Indoor Routes
Infrastructure | Power Pole 16A SSO, DED, Accessory, Box & Cover kit | each | 0 | 0 | 0 | Indoor Routes
Infrastructure | Power Pole RJ45 / Data, Accessory, Box & Cover kit | each | 0 | 0 | 0 | Indoor Routes
Infrastructure | Punch Plate Dual including 50X50 collar and 25X50 blank | each | 0 | 0 | 0 | Indoor Routes
Infrastructure | Suspended Wire Mesh Cable Trays 3m Straight 75mm Splice Clamp Set including drop in anchor threaded rod washers hex nuts and clip on support - 10mm | each | 0 | 0 | 0 | Indoor Routes
Infrastructure | Suspended Wire Mesh Cable Trays 3m Straight 75mm Splice Clamp Set including drop in anchor threaded rod washers hex nuts and clip on support - 8mm | each | 0 | 0 | 0 | Indoor Routes
Infrastructure | Wire Mesh Cable Trays INT/EXT BEND 75mm SPLICE CLAMP SET | each | 0 | 0 | 0 | Indoor Routes
Infrastructure | Wire Mesh Cable Trays HQR BEND 75mm SPLICE CLAMP SET | each | 0 | 0 | 0 | Indoor Routes
Infrastructure | Wire mesh 4WAY cross 75MM | each | 0 | 0 | 0 | Indoor Routes
Infrastructure | Suspended Wire Mesh Cable Trays 3m Straight 300mm Splice Clamp Set including drop in anchor threaded rod washers hex nuts and clip on support - 8mm | each | 0 | 0 | 0 | Indoor Routes
Infrastructure | Suspended Wire Mesh Cable Trays 3m Straight 300mm Splice Clamp Set including drop in anchor threaded rod washers hex nuts and clip on support - 10mm | each | 0 | 0 | 0 | Indoor Routes
Infrastructure | Suspended Wire Mesh Cable Trays 3m Straight 150mm Splice Clamp Set including drop in anchor threaded rod washers hex nuts an+A270:B272d clip on support - 8mm | each | 0 | 0 | 0 | Indoor Routes
Infrastructure | Suspended Wire Mesh Cable Trays 3m Straight 150mm Splice Clamp Set including drop in anchor threaded rod washers hex nuts and clip on support - 10mm | each | 0 | 0 | 0 | Indoor Routes
Infrastructure | Suspended Wire Mesh Cable Trays 3m Straight 200mm Splice Clamp Set including drop in anchor threaded rod washers hex nuts and clip on support - 8mm | each | 0 | 0 | 0 | Indoor Routes
Infrastructure | Suspended Wire Mesh Cable Trays 3m Straight 150mm Splice Clamp Set including drop in anchor threaded rod washers hex nuts and clip on support - 10mm | each | 0 | 0 | 0 | Indoor Routes
Infrastructure | Suspended Wire Mesh Cable Trays 3m Straight 150mm Splice Clamp Set including drop in anchor threaded rod washers hex nuts and clip on support - 8mm | each | 0 | 0 | 0 | Indoor Routes
Infrastructure | Wire Mesh Cable Trays INT/EXT BEND 150mm SPLICE CLAMP SET | each | 0 | 0 | 0 | Indoor Routes
Infrastructure | Wire Mesh Cable Trays HQR BEND 150mm SPLICE CLAMP SET | each | 0 | 0 | 0 | Indoor Routes
Infrastructure | Wire mesh 4WAY cross 150MM | each | 0 | 0 | 0 | Indoor Routes
Infrastructure | Suspended Wire Mesh Cable Trays 3m Straight 200 Splice Clamp Set including drop in anchor threaded rod washers hex nuts and clip on support - 10mm | each | 0 | 0 | 0 | Indoor Routes
Infrastructure | Suspended Wire Mesh Cable Trays 3m Straight 200 Splice Clamp Set including drop in anchor threaded rod washers hex nuts and clip on support - 8mm | each | 0 | 0 | 0 | Indoor Routes
Infrastructure | Wire Mesh Cable Trays INT/EXT BEND 200mm SPLICE CLAMP SET | each | 0 | 0 | 0 | Indoor Routes
Infrastructure | Wire Mesh Cable Trays HQR BEND 200mm SPLICE CLAMP SET | each | 0 | 0 | 0 | Indoor Routes
Infrastructure | Wire mesh 4WAY cross 200MM | each | 0 | 0 | 0 | Indoor Routes
Infrastructure | Suspended Wire Mesh Cable Trays 3m Straight 300 Splice Clamp Set including drop in anchor threaded rod washers hex nuts and clip on support - 10mm | each | 0 | 0 | 0 | Indoor Routes
Infrastructure | Wire Mesh Cable Trays INT/EXT BEND 300mm SPLICE CLAMP SET | each | 0 | 0 | 0 | Indoor Routes
Infrastructure | Wire Mesh Cable Trays HQR BEND 300mm SPLICE CLAMP SET | each | 0 | 0 | 0 | Indoor Routes
Infrastructure | Wire mesh 4WAY cross 300MM | each | 0 | 0 | 0 | Indoor Routes
Infrastructure | Rippel Draw Box Large | each | 0 | 0 | 0 | Indoor Routes
Infrastructure | Rippel Draw Box Small | each | 0 | 0 | 0 | Indoor Routes
Infrastructure | CABLE LADDER 300 X 1.6 X 3 | each | 0 | 0 | 0 | Indoor Routes
Infrastructure | CABLE LADDER 400 X 1.6 X 5.8 | each | 0 | 0 | 0 | Indoor Routes
Infrastructure | Termination Box 201D | each | 0 | 0 | 0 | Indoor Routes
Infrastructure | Extensionbox 150mm X 200mm with 2 X 50mm male adaptors, anchors and cover | each | 0 | 0 | 0 | Indoor Routes
Infrastructure | Extensionbox 4x4 Metal with 2 X 32mm male adaptors, anchors and cover | each | 0 | 0 | 0 | Indoor Routes
| CIVIL WORKS |  |  |  |  | Civil Works
Civil works | Bedding - River sand when existing bedding cannot be utilized | p/cm | 0 | 0 | 0 | Civil Works
Civil works | Break into existing manhole | each | 0 | 0 | 0 | Civil Works
Civil works | Building Entry Double Pipe | each | 0 | 0 | 0 | Civil Works
Civil works | Building Entry Sarel box | each | 0 | 0 | 0 | Civil Works
Civil works | Building Entry Single Pipe | each | 0 | 0 | 0 | Civil Works
Civil works | 50mm PVC conduit | p/m | 0 | 0 | 0 | Civil Works
Civil works | Construct concrete Plinth for outdoor container - To fit size of outdoor container 6m (deep) x 3m (w) x 2,5 (h) protruding 100mm above the ground level for outdoor container, according to building regulations | each | 0 | 0 | 0 | Civil Works
Civil works | Construct concrete Plinth for outdoor container - To fit size of outdoor container 3m (deep) x 3m (w) x 2,5 (h) protruding 100mm above the ground level for outdoor container, according to building regulations | each | 0 | 0 | 0 | Civil Works
Civil works | Construct concrete Plinth for outdoor container - To fit size of outdoor container 3m (deep) x 2.4m (w) x 2,5 (h) protruding 100mm obove the ground level for outdoor container, according to building regulations | each | 0 | 0 | 0 | Civil Works
Civil works | Flexi Pipe 110mm including 7mm nylon draw rope | p/m | 0 | 0 | 0 | Civil Works
Civil works | Heavy Duty Round moulded Man-Hole 1200mm X 1200mm Construction & Building Material with Frame and lid including T-labelling ( Dolomites sites ) | each | 0 | 0 | 0 | Civil Works
Civil works | 110 mm Moulded sleeves with 7mm nylon draw rope | each | 0 | 0 | 0 | Civil Works
Civil works | Heavy Duty Round Man-Hole 1200mm X 1200mm Construction & Building Material with Frame and lid including T-labelling | each | 0 | 0 | 0 | Civil Works
Civil works | Heavy Duty square Moulded Man-Hole 800mm X 800mm Construction & Building Material with round frame and lid including T-labelling sealing ( Dolomites sites ) | each | 0 | 0 | 0 | Civil Works
Civil works | 110 mm Moulded sleeves with 7mm nylon draw rope | each | 0 | 0 | 0 | Civil Works
Civil works | Heavy Duty square Man-Hole 800mm X 800mm Construction & Building Material with round frame and lid including T-labelling sealing | each | 0 | 0 | 0 | Civil Works
Civil works | Imported backfill when trenching in rock ground p/cubic metre | p/cm | 0 | 0 | 0 | Civil Works
Civil works | Medium Duty Man-Hole 450mm X 600mm X 68kg Construction & Building Material with frame and lid including T-labelling | each | 0 | 0 | 0 | Civil Works
Civil works | Pole Treated Wooden 10m | each | 0 | 0 | 0 | Civil Works
Civil works | Pole Treated Wooden 6m | each | 0 | 0 | 0 | Civil Works
Civil works | 6m Steel Pipe '114mm x 4mm Installed ( Including 2m Deep Hole en 90 kg Ready mix and transport to site) | each | 0 | 0 | 0 | Civil Works
Civil works | Reinforcing for casting of manhole 800mm x 800mm for heavy vehicle movement | each | 0 | 0 | 0 | Civil Works
Civil works | Reinstatement of Surfaces: Cement p/running metre | p/rm | 0 | 0 | 0 | Civil Works
Civil works | Reinstatement of Surfaces: Gravel or paving or grass p/running metre | p/rm | 0 | 0 | 0 | Civil Works
Civil works | Removal of surfaces road, tar & cement - Cutting | p/rm | 0 | 0 | 0 | Civil Works
Civil works | S Cantilever Brackets Single Standard 850 X 300 | each | 0 | 0 | 0 | Civil Works
Civil works | Cantilever 300mm | each | 0 | 0 | 0 | Civil Works
Civil works | Site Establishment - Site Storage and site office | each | 0 | 0 | 0 | Civil Works
Civil works | Trenching Hard Rock 800(d) X 300(w) p/m including bedding, backfill, padding and compacting including warning and danger tape | p/m | 0 | 0 | 0 | Civil Works
Civil works | Trenching Hard Rock 850 X 450 X p/m including bedding, backfill and compacting including warning and danger tape | p/m | 0 | 0 | 0 | Civil Works
Civil works | Trenching Soft Gravel 850 X 300 X p/m including bedding, backfill and compacting including warning and danger tape | p/m | 0 | 0 | 0 | Civil Works
Civil works | Trenching Soft Gravel 850 X 450 X p/m including bedding, backfill and compacting including warning and danger tape | p/m | 0 | 0 | 0 | Civil Works
Civil works | Trenching Soft Rock 850 X 300 X p/m including bedding, backfill and compacting including warning and danger tape | p/m | 0 | 0 | 0 | Civil Works
Civil works | Trenching Soft Rock 850 X 450 X p/m including bedding, backfill and compacting including warning and danger tape | p/m | 0 | 0 | 0 | Civil Works
Civil works | Door and frame for dry walling with security 2 level lock | each | 0 | 0 | 0 | Civil Works
Civil works | Double Brick Wall Plastered and painted | p/m | 0 | 0 | 0 | Civil Works
Civil works | Dry walling supply and installation painted complete pm2 | p/m2 | 0 | 0 | 0 | Civil Works
Civil works | Flourescent fitting 1.5m double including 2X1,5m Flourescent light, including switch and reticulation | each | 0 | 0 | 0 | Civil Works
Civil works | LED fitting 1.5m double including 2X1,5m LED light, including switch and reticulation | each | 0 | 0 | 0 | Civil Works
Civil works | Anti-Static Floor Tiles | each | 0 | 0 | 0 | Civil Works
Civil works | HDPE Bends 45 / 90 Degree 110mm - Dolomite sites | p/m | 0 | 0 | 0 | Civil Works
Civil works | Stay Guard | each | 0 | 0 | 0 | Civil Works
Civil works | Suspended Ceiling | p/m2 | 0 | 0 | 0 | Civil Works
Civil works | Stays Plate rod and wire | each | 0 | 0 | 0 | Civil Works
Civil works | Butt Welding E Dolomite sites | each | 0 | 0 | 0 | Civil Works
Civil works | SLOTTED SUB SOIL DRAINAGE PIPE 110MM | p/m | 0 | 0 | 0 | Civil Works
Civil works | Single Brick Wall Plastered and painted | p/m2 | 0 | 0 | 0 | Civil Works
| CABLING SERVICES |  |  |  |  | Cabling Services Sign Off
Services | Project co-ordinator PMI CAPM Certified and \ or PRINCE2 Foundation Certified to draft plans, track progress, produce status reports and upload Project Deliverables onto NWChange | p/hour | 0 | 0 | 0 | Cabling Services Sign Off
Services | Visio drawing - Schematic Layout of site - labour (per/hour) | p/hour | 0 | 0 | 0 | Cabling Installation, Including Electrical COC
Services | 'Accomodation - S&T - for cabling Installation (maximum amount R 700.00) | p/night | 0 | 700 | 0 | Cabling Installation, Including Electrical COC
Services | Travel to site for cabling Installation (fees charged as per SLA Terms & conditions) | p/km | 0 | 0 | 0 | Cabling Installation, Including Electrical COC
Services | Clean-up site (Removal of Debris from site) | p/hour | 0 | 0 | 0 | Cabling Installation, Including Electrical COC
| DISMANTLEMENT |  |  |  |  | Dismantlement
Services | Dismantling and recovery of old infrastructure | p/hour | 0 | 0 | 0 | Dismantlement
Services | Travel to site - Dismantling and Recovery of old cabling infrastructure and final site sign-off (fees charged as per SLA Terms & conditions) | p/km | 0 | 0 | 0 | Dismantlement
Services | Accomodation - S&T - Dismantling and Recovery of old cabling infrastructure and final site sign-off (fees charged as per SLA Terms & conditions maximum amount R754.40) | p/night | 0 | 0 | 0 | Dismantlement
Note on B164: Erhard Benade: Is this fly and patch leads for additional Fly and Patch leads because the price per NW point includes fly and patch leads

## Driekop
SAPS Cabling LAN PROJECT - VENDOR QUOTATION
Province | Limpopo
Site Name | Driekop SAPS
Site ID | 10238
Project ID | 138499
Vendor Name
Date
Milestone No | Milestone Description | Cost Per Milestone
1 | Civils Works | 0
2 | Indoor Routes | 0
3 | Fibre Installation | 0
4 | Cabling Installation, Including Electrical COC | 0
5 | Cable Rack Equipment Delivered | 0
6 | Commission of Rack Equipment | 0
7 | Dismantlement | 0
8 | Cabling Services Sign Off | 0
| Total Invoice Calculation (Excluding VAT) | 0
| VAT Calculated @ 15% | 0
| Total Invoice Calculation (Including VAT) | 0
ITEM CATEGORY | PRODUCT DESCRIPTION | UNIT OF MEASURE | QTY | PRODUCT PRICE (ZAR) & CPI | SUB-TOTAL PRICE VAT EXCL. | Milestone Sign Off | Proposed Billing location changed or Additional Info needed
PRELIMINARY AND GENERAL (a) Travel rate per km is fixed as per SARS km rate. (b) Travel distance km provides for round trip (to and from) between Collection point and Installation point
PLANNING AND DESIGN
| OUTDOOR CONTAINER |  |  |  |  | Cable Rack Equipment Delivered
Outdoor Container | Container outdoor 2.4M(L)x 2.4M(W) x 2.5M(H) as per the SAPS Cabling Standards clause 4.2.6.8 | each | 0 | 0 | 0 | Cable Rack Equipment Delivered
Outdoor Container | Container outdoor 3M(L)x 3M(W) x 2.5M(H) as per the SAPS Cabling Standards clause 4.2.6.8 | each | 0 | 0 | 0 | Cable Rack Equipment Delivered
| SAPS STANDARD CABINETS/RACK: |  |  |  |  | Cable Rack Equipment Delivered
SAPS Standard Racks | Standard Rack 47U 600 X 1000 - Complete with: Perforated and lockable Saloon type front and rear doors. Two solid half width saloon type side doors internally lockable. Fitted with Earth Bar, 2 x Light Duty Cable Tray and front mount tray. Universal Plinth with 2 x Base Blanking Plates and a Base Brush Cable Entry and 110 x Cage Nut Kits sets. | each | 0 | 0 | 0 | Cable Rack Equipment Delivered
SAPS Standard Racks | Standard Rack 43U 600 X 1000 - Complete with: Perforated and lockable Saloon type front and rear doors. Two solid half width saloon type side doors internally lockable. Fitted with Earth Bar, 2 x Light Duty Cable Tray and front mount tray. Universal Plinth with 2 x Base Blanking Plates and a Base Brush Cable Entry and 100 x Cage Nut Kits sets. | each | 0 | 0 | 0 | Cable Rack Equipment Delivered
SAPS Standard Racks | Standard Rack 25U x 600mm x 1000mm - Complete with: Perforated and lockable Saloon type front and rear doors. Two solid half width saloon type side doors internally lockable. Fitted with Earth Bar, 2 x Light Duty Cable Tray and front mount tray. Universal Plinth with 2 x Base Blanking Plates and a Base Brush Cable Entry and 80 x Cage Nut Kits sets. | each | 0 | 0 | 0 | Cable Rack Equipment Delivered
SAPS Standard Racks | Standard Rack 15U x 600 x 800 Wall Side mount - Complete with: Lockable front and rear doors. Fitted with Earth Bar, 60 x Cage Nut Kits sets, 2 x Fan Single and 4 x M6 Bolts. | each | 0 | 0 | 0 | Cable Rack Equipment Delivered
SAPS Standard Racks | Standard Rack 12U x 600 x 800 Wall Side mount - Complete with: Lockable front and rear doors. Fitted with Earth Bar, 48 x Cage Nut Kits sets, 2 x Fan Single and 4 x M6 Bolts. | each | 0 | 0 | 0 | Cable Rack Equipment Delivered
SAPS Standard Racks | Standard Rack 10U x 600 x 800 Wall Side mount - Complete with: Lockable front and rear doors. Fitted with Earth Bar, 48 x Cage Nut Kits sets, 2 x Fan Single and 4 x M6 Bolts. | each | 0 | 0 | 0 | Cable Rack Equipment Delivered
SAPS Standard Racks | Panel Brush extended 2 Rings 1U | each | 0 | 0 | 0 | Cable Rack Equipment Delivered
SAPS Standard Racks | Slack Rack 43 u 300mm x 1000mm | each | 0 | 0 | 0 | Cable Rack Equipment Delivered
SAPS Standard Racks | Slack Rack 43 u 150mm x 1000mm | each | 0 | 0 | 0 | Cable Rack Equipment Delivered
| Electrical: |  |  |  |  | Cabling Installation, Including Electrical COC
Electrical | Electrical outlet 32Amp complete to Core / Distribution Cabinet terminated into female switched 3 PIN (Hubbell) connector including 32 Amp circuit breaker (SANS code or NEMA code?) | p/point | 0 | 0 | 0 | Cabling Installation, Including Electrical COC
Electrical | Electrical outlet 16Amp complete 15U/12U Distribution Cabinet terminated into female switched 3 PIN hubble connector including 20 Amp circuit breaker | p/point | 0 | 0 | 0 | Cabling Installation, Including Electrical COC
Electrical | Electrical outlets 16a complete with Surfix cable and plug assembly, normal white, for mounting in Metal Skirting including insert, cover plate and labelling. A maximum of 100 meters of Surfix cable is allowed per 5 electrical points. | p/point | 0 | 0 | 0 | Cabling Installation, Including Electrical COC
Electrical | Electrical outlet 16a complete with Surfix cable and plug assembly, dedicated red, for mounting in Metal Skirting including insert, cover plate and labelling. A maximum of 100 meters of Surfix cable is allowed per 5 electrical points. | p/point | 0 | 0 | 0 | Cabling Installation, Including Electrical COC
Electrical | Circuit Breaker 10 Amp, 6KA | each | 0 | 0 | 0 | Cabling Installation, Including Electrical COC
Electrical | Circuit Breaker 20 Amp, 6KA | each | 0 | 0 | 0 | Cabling Installation, Including Electrical COC
Electrical | Circuit Breaker 32 Amp, 6KA | each | 0 | 0 | 0 | Cabling Installation, Including Electrical COC
Electrical | Circuit Breaker 63 Amp Double Pole , 6KA | each | 0 | 0 | 0 | Cabling Installation, Including Electrical COC
Electrical | Circuit Breaker 100 Amp 3-Phase, 6KA | each | 0 | 0 | 0 | Cabling Installation, Including Electrical COC
Electrical | Compression GLAND Size 0 PVC black – Electrical | each | 0 | 0 | 0 | Cabling Installation, Including Electrical COC
Electrical | Compression GLAND Size 1 pvc black - Electrical | each | 0 | 0 | 0 | Cabling Installation, Including Electrical COC
Electrical | Compression GLAND Size 2 pvc black – Electrical | each | 0 | 0 | 0 | Cabling Installation, Including Electrical COC
Electrical | DB Blank cover | each | 0 | 0 | 0 | Cabling Installation, Including Electrical COC
Electrical | Distribution Board, Surface Mountable, Red Color,8 Way mounted | each | 0 | 0 | 0 | Cabling Installation, Including Electrical COC
Electrical | Distribution Board, Surface Mountable, Red Color,12 Way mounted | each | 0 | 0 | 0 | Cabling Installation, Including Electrical COC
Electrical | Distribution Board, Surface Mountable, Red Color,16 Way mounted | each | 0 | 0 | 0 | Cabling Installation, Including Electrical COC
Electrical | Distribution Board, Surface Mountable, Red Color,24 Way mounted | each | 0 | 0 | 0 | Cabling Installation, Including Electrical COC
Electrical | Distribution Board, Surface Mountable, White and Red Color,8 Way mounted | each | 0 | 0 | 0 | Cabling Installation, Including Electrical COC
Electrical | Distribution Board, Surface Mountable, White and Red Color,12 Way mounted | each | 0 | 0 | 0 | Cabling Installation, Including Electrical COC
Electrical | Distribution Board, Surface Mountable, White and Red Color,16 Way mounted | each | 0 | 0 | 0 | Cabling Installation, Including Electrical COC
Electrical | Distribution Board, Surface Mountable, White and Red Color,24 Way mounted | each | 0 | 0 | 0 | Cabling Installation, Including Electrical COC
Electrical | Distribution Board, Surface Mountable, White Color,8 Way mounted | each | 0 | 0 | 0 | Cabling Installation, Including Electrical COC
Electrical | Distribution Board, Surface Mountable, White Color,12 Way mounted | each | 0 | 0 | 0 | Cabling Installation, Including Electrical COC
Electrical | Distribution Board, Surface Mountable, White Color,16 Way mounted | each | 0 | 0 | 0 | Cabling Installation, Including Electrical COC
Electrical | Distribution Board, Surface Mountable, White Color,24 Way mounted | each | 0 | 0 | 0 | Cabling Installation, Including Electrical COC
Electrical | Distribution Board Type IP65 Double Door, WxHxD - 1200(400+800)x900x200mm, 69-Way including Bus Bars, Preconfigured to accommodate 100A 3 phase 6KA Circuit Breaker | each | 0 | 0 | 0 | Cabling Installation, Including Electrical COC
Electrical | Earth Leakage 60 Amp | each | 0 | 0 | 0 | Cabling Installation, Including Electrical COC
Electrical | Earth Leakage 80 Amp | each | 0 | 0 | 0 | Cabling Installation, Including Electrical COC
Electrical | Earth Rods (1.5m) | each | 0 | 0 | 0 | Cabling Installation, Including Electrical COC
Electrical | Hubble Plug 32 Amp female switched Plug 3 PIN ( SA Standard or EU Standard or US Standard?) | each | 0 | 0 | 0 | Cabling Installation, Including Electrical COC
Electrical | Hubbell Plug 32 Amp Male Plug 3 PIN | each | 0 | 0 | 0 | Cabling Installation, Including Electrical COC
Electrical | Hubbell Plug 16 Amp female switched Plug 3 PIN | each | 0 | 0 | 0 | Cabling Installation, Including Electrical COC
Electrical | Hubbell Plug 16 Amp Male Plug 3 PIN | each | 0 | 0 | 0 | Cabling Installation, Including Electrical COC
Electrical | Isolator 60a new DB (single phase) | each | 0 | 0 | 0 | Cabling Installation, Including Electrical COC
Electrical | Isolator 80a new DB (single phase) | each | 0 | 0 | 0 | Cabling Installation, Including Electrical COC
Electrical | MCB Copper Bridge Bar in DB | each | 0 | 0 | 0 | Cabling Installation, Including Electrical COC
Electrical | Size 0 cable gland and shroud per cable termination SWA type | each | 0 | 0 | 0 | Cabling Installation, Including Electrical COC
Electrical | Size 1 cable gland and shroud per cable termination SWA type | each | 0 | 0 | 0 | Cabling Installation, Including Electrical COC
Electrical | Size 2 cable gland and shroud per cable termination SWA type | each | 0 | 0 | 0 | Cabling Installation, Including Electrical COC
Electrical | Steel Wire Armoured Cable 4 sq mm 3Core | p/m | 0 | 0 | 0 | Cabling Installation, Including Electrical COC
Electrical | Steel Wire Armoured Cable 6 sq mm 3Core | p/m | 0 | 0 | 0 | Cabling Installation, Including Electrical COC
Electrical | Steel Wire Armoured Cable 16 sq mm 3-Core | p/m | 0 | 0 | 0 | Cabling Installation, Including Electrical COC
Electrical | Steel Wire Armoured Cable 25 sq mm 4 core with 16 sq mm BCE Earth Wire | p/m | 0 | 0 | 0 | Cabling Installation, Including Electrical COC
Electrical | Wire, Electrical , Earth wire green and yellow, 2.5 sq mm | p/m | 0 | 0 | 0 | Cabling Installation, Including Electrical COC
Electrical | Wire, Electrical , Earth wire green and yellow, 4 sq mm | p/m | 0 | 0 | 0 | Cabling Installation, Including Electrical COC
Electrical | Wire, Electrical , Earth wire green and yellow, 6 sq mm | p/m | 0 | 0 | 0 | Cabling Installation, Including Electrical COC
Electrical | Wire, Electrical, Earth green and yellow, 10 sq mm | p/m | 0 | 0 | 0 | Cabling Installation, Including Electrical COC
Electrical | Wire, Electrical, Earth green and yellow, 16 sq mm | p/m | 0 | 0 | 0 | Cabling Installation, Including Electrical COC
Electrical | Cable Surfix 2.5 sq mm 2 core + Earth | p/m | 0 | 0 | 0 | Cabling Installation, Including Electrical COC
Electrical | Cable Surfix 4 sq mm 2 core + Earth | p/m | 0 | 0 | 0 | Cabling Installation, Including Electrical COC
Electrical | Cable Surfix 6 sq mm 2 core + Earth (Longer Distance) | p/m | 0 | 0 | 0 | Cabling Installation, Including Electrical COC
Electrical | Wire, Electrical ,2.5 sq mm black | p/m | 0 | 0 | 0 | Cabling Installation, Including Electrical COC
Electrical | Wire, Electrical, 4 sq mm black | p/m | 0 | 0 | 0 | Cabling Installation, Including Electrical COC
Electrical | Wire, Electrical, 6 sq mm black | p/m | 0 | 0 | 0 | Cabling Installation, Including Electrical COC
Electrical | Wire, Electrical, 10 sq mm black | p/m | 0 | 0 | 0 | Cabling Installation, Including Electrical COC
Electrical | Wire, Electrical ,2.5 mm Red p/m | p/m | 0 | 0 | 0 | Cabling Installation, Including Electrical COC
Electrical | Wire, Electrical, 4mm Red p/m | p/m | 0 | 0 | 0 | Cabling Installation, Including Electrical COC
Electrical | Wire, Electrical, 6mm Red p/m | p/m | 0 | 0 | 0 | Cabling Installation, Including Electrical COC
Electrical | Wire, Electrical, 10 mm Red p/m | p/m | 0 | 0 | 0 | Cabling Installation, Including Electrical COC
Electrical | Braided earth strap | each | 0 | 0 | 0 | Cabling Installation, Including Electrical COC
Electrical | Bare Copper Earth, 2.5 sq mm | p/m | 0 | 0 | 0 | Cabling Installation, Including Electrical COC
Electrical | Earth Impedence Test ( Outdoor Enclosure) | each | 0 | 0 | 0 | Cabling Installation, Including Electrical COC
Electrical | Warning Labels for DB | each | 0 | 0 | 0 | Cabling Installation, Including Electrical COC
Electrical | Connection between Building and Backup Electrical generator (including Switch Gear, Fail-over equipment, main eletrical feed, and Diesel generator monitoring) | each | 0 | 0 | 0 | Cabling Installation, Including Electrical COC
Services | COC - Electrical Certification - (per DB) | each | 0 | 0 | 0 | Cabling Installation, Including Electrical COC
| UPS |  |  |  |  | Cable Rack Equipment Delivered
UPS | 5KVA UPS Rackmount 0.9 output power factor, Full On Line Double Conversion true topology with pure sine-wave output, Automatic bypass and power factor correction, Hot swappable batteries, Serial interface Card, Management Shutdown Software included and extended Battery capability. With 3 Year warranty including standard batteries. | each | 0 | 0 | 0 | Cable Rack Equipment Delivered
UPS | 5KVA UPS Rackmount 0.9 output power factor, Full On Line Double Conversion true topology with pure sine-wave output, Automatic bypass and power factor correction, Hot swappable batteries, Serial interface Card, Management Shutdown Software included and extended Battery capability. With 3 Year warranty including lithium-ion batteries. | each | 0 | 0 | 0 | Cable Rack Equipment Delivered
UPS | 2KVA UPS Rackmount 0.9 output power factor, Full On Line Double Conversion true topology with pure sine-wave output, Automatic bypass and power factor correction, Hot swappable batteries, Serial interface Card, Management Shutdown Software included and extended Battery capability. With 3 Year warranty including standard batteries | each | 0 | 0 | 0 | Cable Rack Equipment Delivered
UPS | 2KVA UPS Rackmount 0.9 output power factor, Full On Line Double Conversion true topology with pure sine-wave output, Automatic bypass and power factor correction, Hot swappable batteries, Serial interface Card, Management Shutdown Software included and extended Battery capability. With 3 Year warranty including lithium-ion batteries. | each | 0 | 0 | 0 | Cable Rack Equipment Delivered
UPS | 1 KVA UPS with: Rackmount 0.9 output power factor, Full On Line Double Conversion true topology with pure sine-wave output, Automatic bypass and power factor correction, Hot swappable batteries, Serial interface Card, Management Shutdown Software included and extended Battery capability. With 3 Year warranty including Standard batteries. | each | 0 | 0 | 0 | Cable Rack Equipment Delivered
UPS | 1 KVA UPS with: Rackmount 0.9 output power factor, Full On Line Double Conversion true topology with pure sine-wave output, Automatic bypass and power factor correction, Hot swappable batteries, Serial interface Card, Management Shutdown Software included and extended Battery capability. With 3 Year warranty including lithium-ion Battery. |  | 0 | 0 | 0 | Cable Rack Equipment Delivered
UPS | Additional External Battery Pack for 5kva UPS STANDARD | each | 0 | 0 | 0 | Cable Rack Equipment Delivered
UPS | Additional External Battery Pack for 2kva UPS STANDARD | each | 0 | 0 | 0 | Cable Rack Equipment Delivered
UPS | Additional External Battery Pack for 1kva UPS STANDARD | each | 0 | 0 | 0 | Cable Rack Equipment Delivered
UPS | Additional External Battery Pack for 5kva UPS LITHIUM ION | each | 0 | 0 | 0 | Cable Rack Equipment Delivered
UPS | Additional External Battery Pack for 2kva UPS LITHIUM ION | each | 0 | 0 | 0 | Cable Rack Equipment Delivered
UPS | Additional External Battery Pack for 1kva UPS LITHIUM ION | each | 0 | 0 | 0 | Cable Rack Equipment Delivered
| AIR-CONDITIONERS |  |  |  |  | Cable Rack Equipment Delivered
Air-conditioner | Wall Mounted Midwall Split 24000BTU Cooling Air-Conditioner - 3 Year onsite warranty; including preventative maintenance to be performed every 12 months for the 3 year warranty period (pricing is inclusive of travelling and S&T) | each | 0 | 0 | 0 | Cable Rack Equipment Delivered
Air-conditioner | Wall Mounted Midwall Split 18000BTU Cooling Air-Conditioner - 3 Year onsite warranty; including preventative maintenance to be performed every 12 months for the 3 year warranty period (pricing is inclusive of travelling and S&T) | each | 0 | 0 | 0 | Cable Rack Equipment Delivered
Air-conditioner | Wall Mounted Midwall Split 12000BTU Cooling Air-Conditioner - 3 Year onsite warranty; including preventative maintenance to be performed every 12 months for the 3 year warranty period (pricing is inclusive of travelling and S&T) | each | 0 | 0 | 0 | Cable Rack Equipment Delivered
Air-conditioner | Wall Mounted Midwall Split 9000BTU Cooling Air-Conditioner - 3 Year onsite warranty; including preventative maintenance to be performed every 12 months for the 3 year warranty period (pricing is inclusive of travelling and S&T) | each | 0 | 0 | 0 | Cable Rack Equipment Delivered
Air-conditioner | Window Mount non split 9000BTU Cooling Air-Conditioner - 3 Year onsite warranty; including preventative maintenance to be performed every 12 months for the 3 year warranty period (pricing is inclusive of travelling and S&T) | each | 0 | 0 | 0 | Cable Rack Equipment Delivered
Air-conditioner | Window Mount non split 12000BTU Cooling Air-Conditioner - 3 Year onsite warranty; including preventative maintenance to be performed every 12 months for the 3 year warranty period (pricing is inclusive of travelling and S&T) | each | 0 | 0 | 0 | Cable Rack Equipment Delivered
Air-conditioner – add on | Air-Conditioner Auto Switch Over each | each | 0 | 0 | 0 | Cable Rack Equipment Delivered
Air-conditioner – add on | Non-gravity feed water pump | each | 0 | 0 | 0 | Cable Rack Equipment Delivered
Air-conditioner – add on | Flexible airconducting pipe 150mm diameter | each | 0 | 0 | 0 | Cable Rack Equipment Delivered
Air-conditioner – add on | 8 inch extractor fan for heat extraction and core 150mm core drill (if applicable) | each | 0 | 0 | 0 | Cable Rack Equipment Delivered
Air-conditioner | Downblow unit | each | 0 | 0 | 0 | Cable Rack Equipment Delivered
| Environmental Monitoring |  |  |  |  | Cable Rack Equipment Delivered
Environmental monitoring, Electrical distribution, Surge and Lighting protection | 5U Standard Lightening Protection with PDU interface (3 x C19, 8 x C13, 1 X 16A SA 3pin & 2pin plugs for ATA / Telkom NTU's) / Internal Battery Back / Network Connection (SNMP Traps) / Interface via UPS / Power override |  | 0 | 0 | 0 | Cable Rack Equipment Delivered
Environmental monitoring, Electrical distribution, Surge and Lighting protection | 2U Standard Lightening Protection with PDU interface (3 x C19, 4 x C13, 1 X 16A SA 3pin & 2pin plugs for ATA / Telkom NTU's) / Internal Battery Back / Network Connection (SNMP Traps) / Interface via UPS / Power override |  | 0 | 0 | 0 | Cable Rack Equipment Delivered
| COMMISSIONING RACK EQUIPMENT |  |  |  |  | Commission of Rack Equipment
Environmental add-on | Power cord 10 Amp 1,8 m C13 to C14 type for connecting network equipment to the PDU | each | 0 | 0 | 0 | Commission of Rack Equipment
Environmental add-on | Kettle Power cord 10 Amp 1,8 m C13 to C14 type for connecting network equipment to the PDU | each | 0 | 0 | 0 | Commission of Rack Equipment
Environmental add-on | PDU 8 X 10 and 4 X 16 Amp interfaces add on | each | 0 | 0 | 0 | Commission of Rack Equipment
Environmental add-on | PDU 12 X 16 Amp interfaces add on | each | 0 | 0 | 0 | Commission of Rack Equipment
Environmental add-on | PDU 6 X 16 Amp interfaces & 6 x 2-Pin Plug interfaces add on | each | 0 | 0 | 0 | Commission of Rack Equipment
Environmental add-on | X21 extension cable male to female 3m | each | 0 | 0 | 0 | Commission of Rack Equipment
Environmental add-on | PDU 12 X 10 Amp interfaces add on | each | 0 | 0 | 0 | Commission of Rack Equipment
Environmental add-on | PDU 4 X 16 Amp interfaces for NTU add on | each | 0 | 0 | 0 | Commission of Rack Equipment
Environmental add-on | X21 Surge protection module add on | each | 0 | 0 | 0 | Commission of Rack Equipment
Environmental add-on | PDU 6 Way 16Amp 3 x 3-pin and 3 x 2-pin adaptor | each | 0 | 0 | 0 | Commission of Rack Equipment
Outdoor Container | Earth mat for outdoor container | each | 0 | 0 | 0 | Cable Rack Equipment Delivered
Outdoor Container | Earth spike for outdoor container | each | 0 | 0 | 0 | Cable Rack Equipment Delivered
Services | Transport of applicable container (per/km) | p/km | 0 | 0 | 0 | Commission of Rack Equipment
| UTP CABLING [Installation must be SANS 11801 compliant; Including Supply, Inpect, Install, Test and Acceptance certificate, Documentation and associated certificates, e.g. OEM certificate, Travel and Warranty] |  |  |  |  | Cabling Installation, Including Electrical COC
Data Reticulation | Complete UTP Cat 6 Data Point flush mount, labelling & testing. | each /Per meter? | 0 | 0 | 0 | Cabling Installation, Including Electrical COC
Data Reticulation | Complete UTP Cat 5e Data Point flush mount, labelling & testing. | each /Per meter? | 0 | 0 | 0 | Cabling Installation, Including Electrical COC
Data Reticulation | Panel Patch Cat 6 UTP 24 Port 1U RJ45 | each | 0 | 0 | 0
Data Reticulation | Panel Patch Cat 5e UTP 24 Port 1U RJ45 | each | 0 | 0 | 0 | Cabling Installation, Including Electrical COC
Data Reticulation | Panel Blank 1U | each | 0 | 0 | 0 | Cabling Installation, Including Electrical COC
Data Reticulation | UTP Cat6 Patch lead 20cm | each | 0 | 0 | 0 | Cabling Installation, Including Electrical COC
Data Reticulation | UTP Cat5e Patch lead 20cm | each | 0 | 0 | 0 | Cabling Installation, Including Electrical COC
Data Reticulation | UTP Cat6 Patch lead 1m | each | 0 | 0 | 0 | Cabling Installation, Including Electrical COC
Data Reticulation | UTP Cat5e Patch lead 1m | each | 0 | 0 | 0 | Cabling Installation, Including Electrical COC
Data Reticulation | UTP Cat6 Fly lead 3m | each | 0 | 0 | 0 | Cabling Installation, Including Electrical COC
Data Reticulation | UTP Cat5e Fly lead 3m | each | 0 | 0 | 0 | Cabling Installation, Including Electrical COC
Data Reticulation | UTP Cat6 Fly lead 5m | each | 0 | 0 | 0 | Cabling Installation, Including Electrical COC
Data Reticulation | UTP Cat5e Fly lead 5m | each | 0 | 0 | 0 | Cabling Installation, Including Electrical COC
Data Reticulation | UTP Cat6 Fly lead 10m | each | 0 | 0 | 0 | Cabling Installation, Including Electrical COC
Data Reticulation | UTP Cat5e Fly lead 10m | each | 0 | 0 | 0 | Cabling Installation, Including Electrical COC
| FIBRE OPTIC CABLING [Installation must be SANS 11801 comlpliant and include supply, install, test, documentation and certification; also travel and other services |  |  |  |  | Fibre Installation
Fibre | Multimode OM3 1m LC unjacketed pigtail | p/m | 0 | 0 | 0 | Fibre Installation
Fibre | Multimode OM4 1m LC unjacketed pigtail | p/m | 0 | 0 | 0 | Fibre Installation
Fibre | Multimode Aerial fibre | p/m | 0 | 0 | 0 | Fibre Installation
Fibre | Heavy Duty Duct CST (50/125) OM3 Loose Tube / 13.7mm / PE Sheath 4 Fibre | p/m | 0 | 0 | 0 | Fibre Installation
Fibre | HDD Corrugated Steel Tape Armoured (CST) (10/125) Loose Tube / 16.9mm / PE Sheath 8 Fibre | p/m | 0 | 0 | 0 | Fibre Installation
Fibre | Heavy Duty Duct (10/125) Loose Tube / 9.7mm / PE Sheath 4 Fibre | p/m | 0 | 0 | 0 | Fibre Installation
Fibre | Heavy Duty Duct (50/125) OM3 Loose Tube / 9.7mm / PE Sheath 4 Fibre | p/m | 0 | 0 | 0 | Fibre Installation
Fibre | Heavy Duty Duct (50/125) OM3 Loose Tube / 9.7mm / PE Sheath 8 Fibre | p/m | 0 | 0 | 0 | Fibre Installation
Fibre | Heavy Duty Duct (50/125) OM3 Loose Tube /9.7mm / PE Sheath 12 Fibre | p/m | 0 | 0 | 0 | Fibre Installation
Fibre | Short Span Aerial (SSA) (10/125) Loose Tube / 9.4mm / PE Sheath Non-Metallic Self-Supporting (80m Spans) 4 Fibre | p/m | 0 | 0 | 0 | Fibre Installation
Fibre | Short Span Aerial (SSA) (50/125) OM3 Loose Tube / 9.4mm / PE Sheath Non-Metallic Self-Supporting (80m Spans) 4 Fibre | p/m | 0 | 0 | 0 | Fibre Installation
Fibre | Splicing and Splice Protectors 45mm – Clear | Per splice | 0 | 0 | 0 | Fibre Installation
Fibre | Splicing and Splice Protectors 60mm – Clear | Per splice | 0 | 0 | 0 | Fibre Installation
Fibre | Fibre OTDR Testing and labelling | p/core | 0 | 0 | 0 | Fibre Installation
Fibre | Clamp Suspension Fg8 Cable - Catenary Wire | each | 0 | 0 | 0 | Fibre Installation
Fibre | Compression Gland Size 0 pvc black – Fibre | each | 0 | 0 | 0 | Fibre Installation
Fibre | Compression Gland Size 1 pvc black - Fibre | each | 0 | 0 | 0 | Fibre Installation
Fibre | Dead End Clamp Fig 8 Cable - Catenary Wire | each | 0 | 0 | 0 | Fibre Installation
Fibre | THIMBLE DEAD ENDS 9.4mm | each | 0 | 0 | 0 | Fibre Installation
Fibre | THIMBLE DEAD ENDS 7.7mm | each | 0 | 0 | 0 | Fibre Installation
Fibre | S-Hook Single | each | 0 | 0 | 0 | Fibre Installation
Fibre | S-Hook Double | each | 0 | 0 | 0 | Fibre Installation
Fibre | Coastal TANGENT SUPPORT 7.7mm | each | 0 | 0 | 0 | Fibre Installation
Fibre | Coastal TANGENT SUPPORT 9.4mm | each | 0 | 0 | 0 | Fibre Installation
Fibre | Inland TANGENT SUPPORT 7.7mm | each | 0 | 0 | 0 | Fibre Installation
Fibre | Inland TANGENT SUPPORT 9.4mm | each | 0 | 0 | 0 | Fibre Installation
Fibre | Fibre patch cord duplex multimode OM3 1m SC-LC | each | 0 | 0 | 0 | Fibre Installation
Fibre | Fibre patch cord duplex multimode OM3 3m SC-LC | each | 0 | 0 | 0 | Fibre Installation
Fibre | Fibre patch cord duplex multimode OM3 1m ST-LC | each | 0 | 0 | 0 | Fibre Installation
Fibre | Fibre patch cord duplex multimode OM3 3m ST-LC | each | 0 | 0 | 0 | Fibre Installation
Fibre | Fibre patch cord duplex multimode OM3 1m LC-LC | each | 0 | 0 | 0 | Fibre Installation
Fibre | Fibre patch cord duplex multimode OM3 3m LC-LC | each | 0 | 0 | 0 | Fibre Installation
Fibre | Fibre patch cord duplex multimode OM3 1m SC-SC | each | 0 | 0 | 0 | Fibre Installation
Fibre | Fibre patch cord duplex multimode OM3 3m SC-SC | each | 0 | 0 | 0 | Fibre Installation
Fibre | Fibre patch cord duplex single mode 1m ST-LC | each | 0 | 0 | 0 | Fibre Installation
Fibre | Fibre patch cord duplex single mode 3m ST-LC | each | 0 | 0 | 0 | Fibre Installation
Fibre | Fibre patch cord duplex single mode 1m SC-ST | each | 0 | 0 | 0 | Fibre Installation
Fibre | Fibre patch cord duplex single mode 3m SC-ST | each | 0 | 0 | 0 | Fibre Installation
Fibre | Fibre patch cord duplex single mode 1m SC-LC | each | 0 | 0 | 0 | Fibre Installation
Fibre | Fibre patch cord duplex single mode 3m SC-LC | each | 0 | 0 | 0 | Fibre Installation
Fibre | Fibre patch cord duplex multimode 1m ST-ST | each | 0 | 0 | 0 | Fibre Installation
Fibre | Panel Fiber patch SC 24 way | each | 0 | 0 | 0 | Fibre Installation
Fibre | Heat shrink Fibre 6.4mm clear | each | 0 | 0 | 0 | Fibre Installation
Fibre | Multimode SC Midcoupler Duplex | each | 0 | 0 | 0 | Fibre Installation
Fibre | Multimode ST Midcoupler | each | 0 | 0 | 0 | Fibre Installation
Fibre | Multimode LC Midcoupler | each | 0 | 0 | 0 | Fibre Installation
Fibre | Single mode SC Midcoupler Duplex | each | 0 | 0 | 0 | Fibre Installation
Fibre | Single mode ST Midcoupler | each | 0 | 0 | 0 | Fibre Installation
Fibre | Single mode LC Midcoupler | each | 0 | 0 | 0 | Fibre Installation
Fibre | Multimode OM3 1m ST Unjacketed Pigtail | each | 0 | 0 | 0 | Fibre Installation
Fibre | Multimode OM3 1m SC Unjacketed Pigtail | each | 0 | 0 | 0 | Fibre Installation
Fibre | Single mode 1m LC Unjacketed Pigtail | each | 0 | 0 | 0 | Fibre Installation
Fibre | Single mode 1m ST Unjacketed Pigtail | each | 0 | 0 | 0 | Fibre Installation
Fibre | Bandid Strap for Cables 12.7 mm for 30 meters for Aerial Fiber | each | 0 | 0 | 0 | Fibre Installation
Fibre | DOME 4 WAY JOINT | each | 0 | 0 | 0 | Fibre Installation
Fibre | DOME 3 WAY JOINT | each | 0 | 0 | 0 | Fibre Installation
Fibre | DOME 2 WAY JOINT | each | 0 | 0 | 0 | Fibre Installation
Fibre | Splice Tray front plate and box, entry gland, splice cassette, blanks back and front | each | 0 | 0 | 0 | Fibre Installation
Fibre | TERMINATION BOX - J2 | each | 0 | 0 | 0 | Fibre Installation
| Cable ROUTING including Ducts, Trunks, Trays, Poles and fixture material and labour |  |  |  |  | Indoor Routes
Infrastructure | Bosal 50 mm pipe slow bends | each | 0 | 0 | 0 | Indoor Routes
Infrastructure | Bosal Pipe 25mm slow bends | each | 0 | 0 | 0 | Indoor Routes
Infrastructure | Bosal Pipe 50mm (Incl. Hospital Saddles, coupling and 1 anchors) | p/m | 0 | 0 | 0 | Indoor Routes
Infrastructure | Bosal pipe 32 mm slow bends | each | 0 | 0 | 0 | Indoor Routes
Infrastructure | Bosal Pipe 32mm (Incl. Hospital Saddles, coupling and 1 anchor) | p/m | 0 | 0 | 0 | Indoor Routes
Infrastructure | Bosal Pipe 25mm (Incl. Hospital Saddles, coupling and 1 anchor) | p/m | 0 | 0 | 0 | Indoor Routes
Infrastructure | Core drilling 200mm /per hole | p/hole | 0 | 0 | 0 | Indoor Routes
Infrastructure | Core drilling 150mm /per hole (Extractor Fan Only) | p/hole | 0 | 0 | 0 | Indoor Routes
Infrastructure | Core drilling 110mm /per hole | p/hole | 0 | 0 | 0 | Indoor Routes
Infrastructure | Core drilling 50mm / per hole | p/hole | 0 | 0 | 0 | Indoor Routes
Infrastructure | Core drilling 25mm / per hole | p/hole | 0 | 0 | 0 | Indoor Routes
Infrastructure | EGA Trunking 25 x 16 | p/m | 0 | 0 | 0 | Indoor Routes
Infrastructure | 1 Compartment Metal Power Skirting X2.438m Straight C/W 2 Cover & Splices, anchors and washers | each | 0 | 0 | 0 | Indoor Routes
Infrastructure | Metal Power Skirting 1 Compartment Horizontal Tee Piece | each | 0 | 0 | 0 | Indoor Routes
Infrastructure | Metal Power Skirting 1 Compartment End Cap | each | 0 | 0 | 0 | Indoor Routes
Infrastructure | Metal Power Skirting 1 Compartment Verical tee Piece (Flat) | each | 0 | 0 | 0 | Indoor Routes
Infrastructure | Metal Power Skirting 1 Compartment 45 Horizontal Elbow | each | 0 | 0 | 0 | Indoor Routes
Infrastructure | Metal Power Skirting 1 Compartment 90 Vertical Elbow (Flat) | each | 0 | 0 | 0 | Indoor Routes
Infrastructure | Metal Power Skirting 1 Compartment 90 Horizontal Elbow | each | 0 | 0 | 0 | Indoor Routes
Infrastructure | 2 Compartment Metal Power Skirting X2.438m Straight Channel Wire 1 Cover & Splices, anchors and washers | each | 0 | 0 | 0 | Indoor Routes
Infrastructure | 2 Compartment Metal Power Skirting 45' Horizontal Elbow | each | 0 | 0 | 0 | Indoor Routes
Infrastructure | 2 Compartment Metal Power Skirting 90' Horizontal Elbow | each | 0 | 0 | 0 | Indoor Routes
Infrastructure | 2 Compartment Metal Power Skirting 90' Vertical Elbow | each | 0 | 0 | 0 | Indoor Routes
Infrastructure | 2 Compartment Metal Power Skirting Divider Only PG | each | 0 | 0 | 0 | Indoor Routes
Infrastructure | 2 Compartment Metal Power Skirting End Cap | each | 0 | 0 | 0 | Indoor Routes
Infrastructure | 2 Compartment Metal Power Skirting Horizontal Tee Piece | each | 0 | 0 | 0 | Indoor Routes
Infrastructure | 2 Compartment Metal Power Skirting Vertical tee Piece | each | 0 | 0 | 0 | Indoor Routes
Infrastructure | Metal Power Skirting 3 Compartment X2.438m Straight C/W 3 Cover & Splices, anchors and washers | each | 0 | 0 | 0 | Indoor Routes
Infrastructure | Metal Power Skirting 3 Compartment 45 Horizontal Elbow | each | 0 | 0 | 0 | Indoor Routes
Infrastructure | Metal Power Skirting 3 Compartment Horizontal Tee Piece | each | 0 | 0 | 0 | Indoor Routes
Infrastructure | Metal Power Skirting 3 Compartment End Cap | each | 0 | 0 | 0 | Indoor Routes
Infrastructure | Metal Power Skirting 3 Compartment Vertical tee Piece | each | 0 | 0 | 0 | Indoor Routes
Infrastructure | Metal Power Skirting 3 Compartment Divider Only PG | each | 0 | 0 | 0 | Indoor Routes
Infrastructure | Metal Power Skirting 3 Compartment 90 Horizontal Elbow | each | 0 | 0 | 0 | Indoor Routes
Infrastructure | Metal Power Skirting 3 Compartment 90 Vertical Elbow | each | 0 | 0 | 0 | Indoor Routes
Infrastructure | Metal Power Skirting 4 Compartment X2.438m Straight C/W 4 Cover & Splices, anchors and washers | each | 0 | 0 | 0 | Indoor Routes
Infrastructure | Metal Power Skirting 4 Compartment 45 Horizontal Elbow | each | 0 | 0 | 0 | Indoor Routes
Infrastructure | Metal Power Skirting 4 Compartment Divider Only PG | each | 0 | 0 | 0 | Indoor Routes
Infrastructure | Metal Power Skirting 4 Compartment 90 Vertical Elbow | each | 0 | 0 | 0 | Indoor Routes
Infrastructure | Metal Power Skirting 4 Compartment 90 Horizontal Elbow | each | 0 | 0 | 0 | Indoor Routes
Infrastructure | Metal Power Skirting 4 Compartment End Cap | each | 0 | 0 | 0 | Indoor Routes
Infrastructure | Metal Power Skirting 4 Compartment Horizontal Tee Piece | each | 0 | 0 | 0 | Indoor Routes
Infrastructure | Metal Power Skirting 4 Compartment Verical tee Piece | each | 0 | 0 | 0 | Indoor Routes
Infrastructure | Power Pole length all including Core, Cover, Ceiling Flange, Floor location Pad & Jack Assembly 3.5m including pilot hole | each | 0 | 0 | 0 | Indoor Routes
Infrastructure | Power Pole length all including Core, Cover, Ceiling Flange, Floor location Pad & Jack Assembly 4m including hole | each | 0 | 0 | 0 | Indoor Routes
Infrastructure | Power Pole 16A SO; Accessory, Box & Cover kit | each | 0 | 0 | 0 | Indoor Routes
Infrastructure | Power Pole 16A SSO, DED, Accessory, Box & Cover kit | each | 0 | 0 | 0 | Indoor Routes
Infrastructure | Power Pole RJ45 / Data, Accessory, Box & Cover kit | each | 0 | 0 | 0 | Indoor Routes
Infrastructure | Punch Plate Dual including 50X50 collar and 25X50 blank | each | 0 | 0 | 0 | Indoor Routes
Infrastructure | Suspended Wire Mesh Cable Trays 3m Straight 75mm Splice Clamp Set including drop in anchor threaded rod washers hex nuts and clip on support - 10mm | each | 0 | 0 | 0 | Indoor Routes
Infrastructure | Suspended Wire Mesh Cable Trays 3m Straight 75mm Splice Clamp Set including drop in anchor threaded rod washers hex nuts and clip on support - 8mm | each | 0 | 0 | 0 | Indoor Routes
Infrastructure | Wire Mesh Cable Trays INT/EXT BEND 75mm SPLICE CLAMP SET | each | 0 | 0 | 0 | Indoor Routes
Infrastructure | Wire Mesh Cable Trays HQR BEND 75mm SPLICE CLAMP SET | each | 0 | 0 | 0 | Indoor Routes
Infrastructure | Wire mesh 4WAY cross 75MM | each | 0 | 0 | 0 | Indoor Routes
Infrastructure | Suspended Wire Mesh Cable Trays 3m Straight 300mm Splice Clamp Set including drop in anchor threaded rod washers hex nuts and clip on support - 8mm | each | 0 | 0 | 0 | Indoor Routes
Infrastructure | Suspended Wire Mesh Cable Trays 3m Straight 300mm Splice Clamp Set including drop in anchor threaded rod washers hex nuts and clip on support - 10mm | each | 0 | 0 | 0 | Indoor Routes
Infrastructure | Suspended Wire Mesh Cable Trays 3m Straight 150mm Splice Clamp Set including drop in anchor threaded rod washers hex nuts an+A270:B272d clip on support - 8mm | each | 0 | 0 | 0 | Indoor Routes
Infrastructure | Suspended Wire Mesh Cable Trays 3m Straight 150mm Splice Clamp Set including drop in anchor threaded rod washers hex nuts and clip on support - 10mm | each | 0 | 0 | 0 | Indoor Routes
Infrastructure | Suspended Wire Mesh Cable Trays 3m Straight 200mm Splice Clamp Set including drop in anchor threaded rod washers hex nuts and clip on support - 8mm | each | 0 | 0 | 0 | Indoor Routes
Infrastructure | Suspended Wire Mesh Cable Trays 3m Straight 150mm Splice Clamp Set including drop in anchor threaded rod washers hex nuts and clip on support - 10mm | each | 0 | 0 | 0 | Indoor Routes
Infrastructure | Suspended Wire Mesh Cable Trays 3m Straight 150mm Splice Clamp Set including drop in anchor threaded rod washers hex nuts and clip on support - 8mm | each | 0 | 0 | 0 | Indoor Routes
Infrastructure | Wire Mesh Cable Trays INT/EXT BEND 150mm SPLICE CLAMP SET | each | 0 | 0 | 0 | Indoor Routes
Infrastructure | Wire Mesh Cable Trays HQR BEND 150mm SPLICE CLAMP SET | each | 0 | 0 | 0 | Indoor Routes
Infrastructure | Wire mesh 4WAY cross 150MM | each | 0 | 0 | 0 | Indoor Routes
Infrastructure | Suspended Wire Mesh Cable Trays 3m Straight 200 Splice Clamp Set including drop in anchor threaded rod washers hex nuts and clip on support - 10mm | each | 0 | 0 | 0 | Indoor Routes
Infrastructure | Suspended Wire Mesh Cable Trays 3m Straight 200 Splice Clamp Set including drop in anchor threaded rod washers hex nuts and clip on support - 8mm | each | 0 | 0 | 0 | Indoor Routes
Infrastructure | Wire Mesh Cable Trays INT/EXT BEND 200mm SPLICE CLAMP SET | each | 0 | 0 | 0 | Indoor Routes
Infrastructure | Wire Mesh Cable Trays HQR BEND 200mm SPLICE CLAMP SET | each | 0 | 0 | 0 | Indoor Routes
Infrastructure | Wire mesh 4WAY cross 200MM | each | 0 | 0 | 0 | Indoor Routes
Infrastructure | Suspended Wire Mesh Cable Trays 3m Straight 300 Splice Clamp Set including drop in anchor threaded rod washers hex nuts and clip on support - 10mm | each | 0 | 0 | 0 | Indoor Routes
Infrastructure | Wire Mesh Cable Trays INT/EXT BEND 300mm SPLICE CLAMP SET | each | 0 | 0 | 0 | Indoor Routes
Infrastructure | Wire Mesh Cable Trays HQR BEND 300mm SPLICE CLAMP SET | each | 0 | 0 | 0 | Indoor Routes
Infrastructure | Wire mesh 4WAY cross 300MM | each | 0 | 0 | 0 | Indoor Routes
Infrastructure | Rippel Draw Box Large | each | 0 | 0 | 0 | Indoor Routes
Infrastructure | Rippel Draw Box Small | each | 0 | 0 | 0 | Indoor Routes
Infrastructure | CABLE LADDER 300 X 1.6 X 3 | each | 0 | 0 | 0 | Indoor Routes
Infrastructure | CABLE LADDER 400 X 1.6 X 5.8 | each | 0 | 0 | 0 | Indoor Routes
Infrastructure | Termination Box 201D | each | 0 | 0 | 0 | Indoor Routes
Infrastructure | Extensionbox 150mm X 200mm with 2 X 50mm male adaptors, anchors and cover | each | 0 | 0 | 0 | Indoor Routes
Infrastructure | Extensionbox 4x4 Metal with 2 X 32mm male adaptors, anchors and cover | each | 0 | 0 | 0 | Indoor Routes
| CIVIL WORKS |  |  |  |  | Civil Works
Civil works | Bedding - River sand when existing bedding cannot be utilized | p/cm | 0 | 0 | 0 | Civil Works
Civil works | Break into existing manhole | each | 0 | 0 | 0 | Civil Works
Civil works | Building Entry Double Pipe | each | 0 | 0 | 0 | Civil Works
Civil works | Building Entry Sarel box | each | 0 | 0 | 0 | Civil Works
Civil works | Building Entry Single Pipe | each | 0 | 0 | 0 | Civil Works
Civil works | 50mm PVC conduit | p/m | 0 | 0 | 0 | Civil Works
Civil works | Construct concrete Plinth for outdoor container - To fit size of outdoor container 6m (deep) x 3m (w) x 2,5 (h) protruding 100mm above the ground level for outdoor container, according to building regulations | each | 0 | 0 | 0 | Civil Works
Civil works | Construct concrete Plinth for outdoor container - To fit size of outdoor container 3m (deep) x 3m (w) x 2,5 (h) protruding 100mm above the ground level for outdoor container, according to building regulations | each | 0 | 0 | 0 | Civil Works
Civil works | Construct concrete Plinth for outdoor container - To fit size of outdoor container 3m (deep) x 2.4m (w) x 2,5 (h) protruding 100mm obove the ground level for outdoor container, according to building regulations | each | 0 | 0 | 0 | Civil Works
Civil works | Flexi Pipe 110mm including 7mm nylon draw rope | p/m | 0 | 0 | 0 | Civil Works
Civil works | Heavy Duty Round moulded Man-Hole 1200mm X 1200mm Construction & Building Material with Frame and lid including T-labelling ( Dolomites sites ) | each | 0 | 0 | 0 | Civil Works
Civil works | 110 mm Moulded sleeves with 7mm nylon draw rope | each | 0 | 0 | 0 | Civil Works
Civil works | Heavy Duty Round Man-Hole 1200mm X 1200mm Construction & Building Material with Frame and lid including T-labelling | each | 0 | 0 | 0 | Civil Works
Civil works | Heavy Duty square Moulded Man-Hole 800mm X 800mm Construction & Building Material with round frame and lid including T-labelling sealing ( Dolomites sites ) | each | 0 | 0 | 0 | Civil Works
Civil works | 110 mm Moulded sleeves with 7mm nylon draw rope | each | 0 | 0 | 0 | Civil Works
Civil works | Heavy Duty square Man-Hole 800mm X 800mm Construction & Building Material with round frame and lid including T-labelling sealing | each | 0 | 0 | 0 | Civil Works
Civil works | Imported backfill when trenching in rock ground p/cubic metre | p/cm | 0 | 0 | 0 | Civil Works
Civil works | Medium Duty Man-Hole 450mm X 600mm X 68kg Construction & Building Material with frame and lid including T-labelling | each | 0 | 0 | 0 | Civil Works
Civil works | Pole Treated Wooden 10m | each | 0 | 0 | 0 | Civil Works
Civil works | Pole Treated Wooden 6m | each | 0 | 0 | 0 | Civil Works
Civil works | 6m Steel Pipe '114mm x 4mm Installed ( Including 2m Deep Hole en 90 kg Ready mix and transport to site) | each | 0 | 0 | 0 | Civil Works
Civil works | Reinforcing for casting of manhole 800mm x 800mm for heavy vehicle movement | each | 0 | 0 | 0 | Civil Works
Civil works | Reinstatement of Surfaces: Cement p/running metre | p/rm | 0 | 0 | 0 | Civil Works
Civil works | Reinstatement of Surfaces: Gravel or paving or grass p/running metre | p/rm | 0 | 0 | 0 | Civil Works
Civil works | Removal of surfaces road, tar & cement - Cutting | p/rm | 0 | 0 | 0 | Civil Works
Civil works | S Cantilever Brackets Single Standard 850 X 300 | each | 0 | 0 | 0 | Civil Works
Civil works | Cantilever 300mm | each | 0 | 0 | 0 | Civil Works
Civil works | Site Establishment - Site Storage and site office | each | 0 | 0 | 0 | Civil Works
Civil works | Trenching Hard Rock 800(d) X 300(w) p/m including bedding, backfill, padding and compacting including warning and danger tape | p/m | 0 | 0 | 0 | Civil Works
Civil works | Trenching Hard Rock 850 X 450 X p/m including bedding, backfill and compacting including warning and danger tape | p/m | 0 | 0 | 0 | Civil Works
Civil works | Trenching Soft Gravel 850 X 300 X p/m including bedding, backfill and compacting including warning and danger tape | p/m | 0 | 0 | 0 | Civil Works
Civil works | Trenching Soft Gravel 850 X 450 X p/m including bedding, backfill and compacting including warning and danger tape | p/m | 0 | 0 | 0 | Civil Works
Civil works | Trenching Soft Rock 850 X 300 X p/m including bedding, backfill and compacting including warning and danger tape | p/m | 0 | 0 | 0 | Civil Works
Civil works | Trenching Soft Rock 850 X 450 X p/m including bedding, backfill and compacting including warning and danger tape | p/m | 0 | 0 | 0 | Civil Works
Civil works | Door and frame for dry walling with security 2 level lock | each | 0 | 0 | 0 | Civil Works
Civil works | Double Brick Wall Plastered and painted | p/m | 0 | 0 | 0 | Civil Works
Civil works | Dry walling supply and installation painted complete pm2 | p/m2 | 0 | 0 | 0 | Civil Works
Civil works | Flourescent fitting 1.5m double including 2X1,5m Flourescent light, including switch and reticulation | each | 0 | 0 | 0 | Civil Works
Civil works | LED fitting 1.5m double including 2X1,5m LED light, including switch and reticulation | each | 0 | 0 | 0 | Civil Works
Civil works | Anti-Static Floor Tiles | each | 0 | 0 | 0 | Civil Works
Civil works | HDPE Bends 45 / 90 Degree 110mm - Dolomite sites | p/m | 0 | 0 | 0 | Civil Works
Civil works | Stay Guard | each | 0 | 0 | 0 | Civil Works
Civil works | Suspended Ceiling | p/m2 | 0 | 0 | 0 | Civil Works
Civil works | Stays Plate rod and wire | each | 0 | 0 | 0 | Civil Works
Civil works | Butt Welding E Dolomite sites | each | 0 | 0 | 0 | Civil Works
Civil works | SLOTTED SUB SOIL DRAINAGE PIPE 110MM | p/m | 0 | 0 | 0 | Civil Works
Civil works | Single Brick Wall Plastered and painted | p/m2 | 0 | 0 | 0 | Civil Works
| CABLING SERVICES |  |  |  |  | Cabling Services Sign Off
Services | Project co-ordinator PMI CAPM Certified and \ or PRINCE2 Foundation Certified to draft plans, track progress, produce status reports and upload Project Deliverables onto NWChange | p/hour | 0 | 0 | 0 | Cabling Services Sign Off
Services | Visio drawing - Schematic Layout of site - labour (per/hour) | p/hour | 0 | 0 | 0 | Cabling Installation, Including Electrical COC
Services | 'Accomodation - S&T - for cabling Installation (maximum amount R 700.00) | p/night | 0 | 700 | 0 | Cabling Installation, Including Electrical COC
Services | Travel to site for cabling Installation (fees charged as per SLA Terms & conditions) | p/km | 0 | 0 | 0 | Cabling Installation, Including Electrical COC
Services | Clean-up site (Removal of Debris from site) | p/hour | 0 | 0 | 0 | Cabling Installation, Including Electrical COC
| DISMANTLEMENT |  |  |  |  | Dismantlement
Services | Dismantling and recovery of old infrastructure | p/hour | 0 | 0 | 0 | Dismantlement
Services | Travel to site - Dismantling and Recovery of old cabling infrastructure and final site sign-off (fees charged as per SLA Terms & conditions) | p/km | 0 | 0 | 0 | Dismantlement
Services | Accomodation - S&T - Dismantling and Recovery of old cabling infrastructure and final site sign-off (fees charged as per SLA Terms & conditions maximum amount R754.40) | p/night | 0 | 0 | 0 | Dismantlement
Note on B164: Erhard Benade: Is this fly and patch leads for additional Fly and Patch leads because the price per NW point includes fly and patch leads